POU2F | POU2F3 Immunostain, Technical Component Only | Diagnosis of a variant of small cell lung carcinoma | Immunohistochemistry (IHC) | Yes | POU2F3 IHC, Tech Only | For the initial technical component only immunohistochemical (IHC) stain performed, the appropriate bill-only test ID will be reflexed and charged (IHTOI). For each additional technical component only IHC stain performed, an additional bill-only test ID will be reflexed and charged (IHTOA). | Supplies:Immunostain Technical Only Envelope (T693) Specimen Type:Tissue Container/Tube:Immunostain Technical Only Envelope Preferred:2 unstained positively charged glass slide (25- x 75- x 1-mm) per test ordered; sections 4-microns thick Acceptable:Formalin-fixed, paraffin-embedded tissue block |  | POU2F3 (POU Class 2 Homeobox 3) may be useful in the diagnosis of small cell lung carcinomas that are negative for conventional neuroendocrine markers and TTF-1 (thyroid transcription factor 1). It may also be expressed in squamous cell carcinomas of the thymus. |  | This test does not include pathologist interpretation, only technical performance of the stain. If interpretation is required, order PATHC / Pathology Consultation for a full diagnostic evaluation or second opinion of the case. The positive and negative controls are verified as showing appropriate immunoreactivity. If a control tissue is not included on the slide, a scanned image of the relevant quality control tissue is available upon request; call 855-516-8404. Interpretation of this test should be performed in the context of the patient's clinical history and other diagnostic tests by a qualified pathologist. | Age of a cut paraffin section can affect immunoreactivity. Stability thresholds vary widely among published literature and are antigen dependent. Best practice is for paraffin sections to be cut within 6 weeks. | 1. Baine MK, Hsieh MS, Lai WV, et al. SCLC Subtypes Defined by ASCL1, NEUROD1, POU2F3, and YAP1: A Comprehensive Immunohistochemical and Histopathologic Characterization. J Thorac Oncol. 2020;15(12):1823-1835 2. Gay CM, Stewart CA, Park EM, et al. Patterns of transcription factor programs and immune pathway activation define four major subtypes of SCLC with distinct therapeutic vulnerabilities. Cancer Cell. 2021;39(3):346-360.e7 3. Yamada Y, Simon-Keller K, Belharazem-Vitacolonnna D, et al. A Tuft Cell-Like Signature Is Highly Prevalent in Thymic Squamous Cell Carcinoma and Delineates New Molecular Subsets Among the Major Lung Cancer Histotypes. J Thorac Oncol. 2021;16(6):1003-1016 4. Magaki S, Hojat SA, Wei B, So A, Yong WH. An introduction to the performance of immunohistochemistry. Methods Mol Biol. 2019;1897:289-298. doi:10.1007/978-1-4939-8935-5_25 | Immunohistochemistry on sections of paraffin-embedded tissue.(Unpublished Mayo method) | 1 to 3 days | Until staining is complete. | This test has been cleared, approved, or is exempt by the US Food and Drug Administration and is used per manufacturer's instructions. Performance characteristics were verified by Mayo Clinic in a manner consistent with CLIA requirements. | 88342-TC, primary88341-TC, if additional IHC | POU2F3 IHC, Tech Only | No LOINC Needed | 618484 | POU2F3 IHC, Tech Only | No LOINC Needed
FMPG | Poultry and Meat Panel IgG |  | Enzyme Immunoassay (FEIA) | No | Poultry and Meat Panel IgG | Serum | Draw blood in a plain red-top tube(s), serum gel tube(s) is acceptable. Spin down and send 1 mL of serum refrigerated in a plastic vial. | 1 mL |  | Reference ranges have not been established for food-specific IgG tests. The clinical utility of food-specific IgG tests has not been established. These tests can be used in special clinical situations to select foods for evaluation by diet elimination and challenge in patients who have food-related complaints. It should be recognized that the presence of food-specific IgG alone cannot be taken as evidence of food allergy and only indicates immunologic sensitization by the food allergen in question. This test should only be ordered by physicians who recognize the limitations of the test. |  |  |  |  | 3 to 7 days |  | This test was developed and its performance characteristics determined by Viracor Eurofins. It has not been cleared or approved by the U.S. Food and Drug Administration. | 86001 x 7 | Poultry and Meat Panel IgG | Not Provided | Z3967 | Turkey IgG | 60411-6
POWV | Powassan Virus, IgM, Enzyme-Linked Immunosorbent Assay, Serum | Diagnosis of Powassan virus infection. This testshould not be usedas a screening procedure for the general population. This testshould not be usedas a "test of cure." | Enzyme-Linked Immunosorbent Assay (ELISA) | Yes | Powassan Virus, IgM, ELISA, S | For information see the following: | Supplies:Sarstedt 5 mL Aliquot Tube (T914) Collection Container/Tube: Preferred:Serum gel Acceptable:Red top Submission Container/Tube:Plastic vial Specimen Volume:0.6 mL Collection Instructions:Centrifuge and aliquot serum into a plastic vial. | 0.5 mL | Powassan virus (POWV) is an emerging tick-borne virus, harbored byIxodesspecies ticks, which are the same ticks that transmit Lyme disease (Borreliaspp.),Babesiaspp., andAnaplasma phagocytophilum, among other pathogens. POWV is a member of theFlavivirusgenus, which includes other arthropod-borne viruses (arboviruses) such as West Nile virus and St. Louis encephalitis virus. Two lineages of POWV have been identified, sharing approximately 94% amino acid sequence identity, including Lineage 1, which is the prototypical POWV lineage transmitted byIxodesmarxiandIxodescookei, and Lineage 2, which includes deer tick virus and is transmitted byIxodesscapularis.POWV is maintained in the environment in groundhogs, skunks, squirrels, and white footed mice. Unlike other tick-borne pathogens, following tick attachment to a host, POWV can be transmitted in as little as 15 minutes. Following infection, the incubation period can last anywhere from 4 to 14 days, after which approximately 66% of patients will remain asymptomatic. Symptomatic patients may present with a nonspecific influenza-like illness, including high fever, fatigue, malaise, and myalgia. Approximately 30% of symptomatic patients will progress to develop neurologic manifestations, most commonly encephalitis. While some patients may recover, over 50% of individuals will have persistent neurologic sequelae. POWV has been associated with an overall mortality rate of 10%. Although there is no targeted antiviral therapy and treatment is entirely supportive care, diagnosis is important for a number of reasons, including the ability to discontinue empiric antibiotics and to provide prognostic information for patients and families. | Negative Reference values apply to all ages. | Negative: No antibodies to Powassan virus detected. Negative results may occur in samples collected too soon following infection, prior to the development of a robust immune response, or in immunocompromised patients. Positive: Antibodies to Powassan virus detected. Confirmatory testing through a local public health laboratory and/or the Centers for Disease Control and Prevention is recommended. False positive results may occur in patients with current or prior infection with other flaviviruses (West Nile virus, Zika virus, dengue virus, etc). | False-negative results may occur in severely immunosuppressed individuals who are unable to mount a detectable humoral immune response. False-negative results may also occur in samples collected too soon following infection (<7 days post-symptom onset). False-positive results may occur in patients with prior or current infection with other flaviviruses. Contact your local public health laboratory to determine whether confirmatory testing via a neutralization assay is required or recommended. This test should not be used as a "test of cure" as antibodies to Powassan virus (POWV) may persist for months to years after resolution of the infection. This test should be ordered in patients with suspected, symptomatic disease who have had recent exposure to ticks in geographic regions endemic for POWV, including Minnesota, Wisconsin, and the northeast United States. POWV is also prevalent in ticks in Russia and certain regions of Asia. False-positive results may occur in patients screened for POWV who are not at sufficient risk or do not have an exposure history to suggest infection. | 1. Centers for Disease Control and Prevention, National Center for Emerging and Zoonotic Infectious Diseases (NCEZID), Division of Vector-Borne Diseases (DVBD): Powassan virus disease. CDC; Updated January 10, 2019. Available at www.cdc.gov/ticks/tickbornediseases/powassan.html 2. Kemenesi G, Banyai K: Tick-borne Flaviviruses, with a focus on Powassan virus. Clinical Microbiology Reviews. 2019;32(1):e00106-00117 | The test uses microtiter strips, each with 8 break-off reagent wells coated with recombinant Powassan virus antigens. In the first reaction step, diluted patient samples are incubated in the wells. In the case of positive samples, specific IgM (also IgA and IgG) antibodies will bind to the antigens. To detect the bound antibodies, a second incubation is carried out using an enzyme-labelled anti-human IgM (enzyme conjugate) catalyzing a color reaction.(Unpublished Mayo method) | Same day/1 to 4 days | 14 days | This test was developed and its performance characteristics determined by Mayo Clinic in a manner consistent with CLIA requirements. It has not been cleared or approved by the US Food and Drug Administration. | 86790 | Powassan Virus, IgM, ELISA, S | 29855-4 | POWV | Powassan Virus, IgM, ELISA, S | 29855-4
POWVB | Powassan Virus, RNA, Molecular Detection, PCR, Blood | Rapid testing for Powassan virus RNA (lineage 1 and lineage 2) using whole blood specimens An adjunctive test to serology for detection of early Powassan virus infection (ie, first few days after symptom onset) This assayshould not be used forscreening asymptomatic individuals and should only be used to test patients with signs and symptoms of Powassan virus disease. | Real-Time Polymerase Chain Reaction (PCR) | Yes | Powassan Virus, PCR, Blood | For information see the following: | Container/Tube:Lavender top (EDTA) Specimen Volume:1 mL Collection Instructions: Send whole blood specimen in original tube.Do not aliquot. | 0.3 mL | Powassan virus (POWV) is an emerging tick-borne virus, harbored byIxodesspecies ticks, which are the same ticks that transmit Lyme disease (Borreliaspp.),Babesiaspp., andAnaplasma phagocytophilum, among other pathogens. POWV is a member of theFlavivirusgenus, which includes other arthropod-borne viruses (arboviruses) such as West Nile virus (WNV) and St. Louis encephalitis virus. Two lineages of POWV have been identified, sharing approximately 94% amino acid sequence identity, including lineage 1, which is the prototypical POWV lineage transmitted byIxodesmarxiandIxodescookei, and lineage 2, which includes deer tick virus and is transmitted byIxodesscapularis.POWV is maintained in the environment in groundhogs, skunks, squirrels, and white footed mice. Unlike other tick-borne pathogens, following tick attachment to a host, POWV can be transmitted in as little as 15 minutes. Following infection, the incubation period can last anywhere from 4 to 14 days, after which approximately 66% of patients will remain asymptomatic. Symptomatic patients may present with a nonspecific influenza-like illness, including high fever, fatigue, malaise, and myalgia. Approximately 30% of symptomatic patients will progress to develop neurologic manifestations, most commonly encephalitis. While some patients may recover, over 50% of individuals will have persistent neurologic sequelae. POWV has been associated with an overall mortality rate of 10%. Although there is no targeted antiviral therapy and treatment is entirely supportive care, diagnosis is important for a number of reasons, including the ability to discontinue empiric antibiotics and to provide prognostic information for patients and families. While limited data exist for POWV real-time reverse transcription polymerase chain reaction (RT-PCR) detection, data from testing for the related flavivirus, WNV, suggests that blood may be a more sensitive source than serum for detecting viral RNA. Similarly, data from WNV and other flaviviruses suggest that viral RNA may be detected in urine for a longer period of time than in blood or serum. POWV RNA may be detected from cerebrospinal fluid in cases of neuroinvasive disease. Powassan infections are often diagnosed based on a patient's symptoms and exposure risk in conjunction with molecular and serologic testing. The use of RT-PCR can provide a rapid laboratory confirmation of POWV RNA early in infection, particularly during the first 7 days of illness when serologic testing is typically negative. After 7 days, POWV RT-PCR is less sensitive and serologic testing is the preferred diagnostic method. It is common for RT-PCR and serology to be used together for diagnosis of early infection, as they are complementary methods. | Negative | A positive result indicates the presence of Powassan virus RNA and is consistent with early Powassan virus infection. | The sensitivity of the assay is dependent upon the time of illness onset in which the specimen is collected. Polymerase chain reaction testing has the greatest utility when used within the first few days of symptom onset. A negative test does not exclude infection with Powassan virus. Therefore, the results obtained should be used in conjunction with clinical findings and serologic test results to make an accurate diagnosis. This assay detects both viable and nonviable virus. Test performance depends on viral load in the specimen and may not correlate with cell culture performed on the same specimen. | 1. Centers for Disease Control and Prevention (CDC), National Center for Emerging and Zoonotic Infectious Diseases, Division of Vector-Borne Diseases: Powassan Virus. For Healthcare Providers: Diagnostic Testing. CDC; Updated January 26, 2023. Accessed March 28, 2023. Available at www.cdc.gov/powassan/diagnostic-testing.html 2. Piantadosi A, Rubin DB, McQuillen DP, et al. Emerging cases of Powassan virus encephalitis in New England: Clinical presentation, imaging, and review of the literature. Clin Infect Dis. 2016 Mar 15;62(6):707-713.doi: 10.1093/cid/civ1005 | For this real-time reverse-transcription laboratory-developed polymerase chain reaction (PCR) assay, viral nucleic acid is extracted from specimens, followed by amplification and detection on the Roche LightCycler 480 instrument. This PCR assay has been optimized to detect a target sequence in the nonstructural protein. Primers amplify a 179 base pair product. Powassan virus genomic RNA is first transcribed to complementary DNA (cDNA) by reverse transcriptase, followed by amplification of the cDNA product. The LightCycler 480 is an automated instrument that amplifies and monitors the development of target nucleic acid (amplicon) after each cycle of PCR. The detection of amplicon is based on fluorescence resonance energy transfer, which utilizes a hybridization probe with a donor fluorophore, fluorescein, at the 3' end and a second hybridization probe with an acceptor fluorophore, LC-Red 610, at the 5' end. When the target amplicon is present, the LC-Red 610 emits a measurable and quantifiable light signal at a specific wavelength. Presence of the specific organism nucleic acid may be confirmed by performing a melting curve analysis of the amplicon. Using features of the melting curve analysis, the assay primers and specific hybridization probes are able to detect Powassan virus lineage 1 and lineage 2.(Unpublished Mayo method) | Same day/1 to 5 days | 7 days | This test was developed and its performance characteristics determined by Mayo Clinic in a manner consistent with CLIA requirements. It has not been cleared or approved by the US Food and Drug Administration. | 87798 | Powassan Virus, PCR, Blood | 34456-4 | 618148 | Powassan Virus PCR Comment | 77202-0
POWVU | Powassan Virus, RNA, Molecular Detection, PCR, Random, Urine | Rapid testing for Powassan virus RNA (lineage 1 and lineage 2) using random urine specimens An adjunctive test to serology for detection of early Powassan virus infection (ie, first few days after symptom onset). This assayshould not be used forscreening asymptomatic individuals and should only be used to test patients with signs and symptoms of Powassan virus disease. | Real-Time Polymerase Chain Reaction (PCR) | Yes | Powassan Virus, PCR, Urine | For information see the following: | Container/Tube:Sterile container Specimen Volume:1 mL Collection Instructions: 1.Collect random urine in a sterile container. 2. Label specimen as urine. | 0.3 mL | Powassan virus (POWV) is an emerging tick-borne virus, harbored byIxodesspecies ticks, which are the same ticks that transmit Lyme disease (Borreliaspp.),Babesiaspp., andAnaplasma phagocytophilum, among other pathogens. POWV is a member of theFlavivirusgenus, which includes other arthropod-borne viruses (arboviruses) such as West Nile virus (WNV) and St. Louis encephalitis virus. Two lineages of POWV have been identified, sharing approximately 94% amino acid sequence identity, including lineage 1, which is the prototypical POWV lineage transmitted byIxodesmarxiandIxodescookei, and lineage 2, which includes deer tick virus and is transmitted byIxodesscapularis.POWV is maintained in the environment in groundhogs, skunks, squirrels, and white footed mice. Unlike other tick-borne pathogens, following tick attachment to a host, POWV can be transmitted in as little as 15 minutes. Following infection, the incubation period can last anywhere from 4 to 14 days, after which approximately 66% of patients will remain asymptomatic. Symptomatic patients may present with a nonspecific influenza-like illness, including high fever, fatigue, malaise, and myalgia. Approximately 30% of symptomatic patients will progress to develop neurologic manifestations, most commonly encephalitis. While some patients may recover, over 50% of individuals will have persistent neurologic sequelae. POWV has been associated with an overall mortality rate of 10%. Although there is no targeted antiviral therapy and treatment is entirely supportive care, diagnosis is important for a number of reasons, including the ability to discontinue empiric antibiotics and to provide prognostic information for patients and families. While limited data exist for POWV real-time reverse transcription polymerase chain reaction (RT-PCR) detection, data from testing for the related flavivirus, WNV, suggests that blood may be a more sensitive source than serum for detecting viral RNA. Similarly, data from WNV and other flaviviruses suggest that viral RNA may be detected in urine for a longer period of time than in blood or serum. POWV RNA may be detected from cerebrospinal fluid in cases of neuroinvasive disease. Powassan infections are often diagnosed based on a patient's symptoms and exposure risk in conjunction with molecular and serologic testing. The use of RT-PCR can provide a rapid laboratory confirmation of POWV RNA early in infection, particularly during the first 7 days of illness when serologic testing is typically negative. After 7 days, POWV RT-PCR is less sensitive and serologic testing is the preferred diagnostic method. It is common for RT-PCR and serology to be used together for diagnosis of early infection, as they are complementary methods. | Negative | A positive result indicates the presence of Powassan virus RNA and is consistent with early Powassan virus infection. | The sensitivity of the assay is dependent upon the time of illness onset in which the specimen is collected. Polymerase chain reaction testing has the greatest utility when used within the first few days of symptom onset. A negative test does not exclude infection with Powassan virus. Therefore, the results obtained should be used in conjunction with clinical findings and serologic test results to make an accurate diagnosis. This assay detects both viable and nonviable virus. Test performance depends on viral load in the specimen and may not correlate with cell culture performed on the same specimen. | 1. Centers for Disease Control and Prevention (CDC), National Center for Emerging and Zoonotic Infectious Diseases, Division of Vector-Borne Diseases: Powassan virus. For healthcare providers: Diagnostic testing. CDC; Updated January 26, 2023. Accessed March 28, 2023. Available at www.cdc.gov/powassan/diagnostic-testing.html 2. Piantadosi A, Rubin DB, McQuillen DP, et al: Emerging cases of Powassan virus encephalitis in New England: Clinical presentation, imaging, and review of the literature. Clin Infect Dis. 2016 Mar 15;62(6):707-713. doi: 10.1093/cid/civ1005 | For this real-time reverse-transcription laboratory-developed polymerase chain reaction (PCR) assay, viral nucleic acid is extracted from specimens, followed by amplification and detection on the Roche LightCycler 480 instrument. This PCR assay has been optimized to detect a target sequence in the nonstructural protein. Primers amplify a 179 base pair product. Powassan virus genomic RNA is first transcribed to complementary DNA (cDNA) by reverse transcriptase, followed by amplification of the cDNA product. The LightCycler 480 is an automated instrument that amplifies and monitors the development of target nucleic acid (amplicon) after each cycle of PCR. The detection of amplicon is based on fluorescence resonance energy transfer, which utilizes a hybridization probe with a donor fluorophore, fluorescein, at the 3' end and a second hybridization probe with an acceptor fluorophore, LC-Red 610, at the 5' end. When the target amplicon is present, the LC-Red 610 emits a measurable and quantifiable light signal at a specific wavelength. Presence of the specific organism nucleic acid may be confirmed by performing a melting curve analysis of the amplicon. Using features of the melting curve analysis, the assay primers and specific hybridization probes are able to detect Powassan virus lineage 1 and lineage 2.(Unpublished Mayo method) | Same day / 1 to 5 days | 7 days | This test was developed and its performance characteristics determined by Mayo Clinic in a manner consistent with CLIA requirements. It has not been cleared or approved by the US Food and Drug Administration. | 87798 | Powassan Virus, PCR, Urine | 55144-0 | 618151 | Powassan Virus PCR Comment | 77202-0
POWVS | Powassan Virus, RNA, Molecular Detection, PCR, Serum | Rapid testing for Powassan virus RNA (lineage 1 and lineage 2) using serum specimens An adjunctive test to serology for detection of early Powassan virus infection (ie, first few days after symptom onset) This assayshould not be used forscreening asymptomatic individuals and should only be used to test patients with signs and symptoms of Powassan virus disease. | Real-Time Polymerase Chain Reaction (PCR) | Yes | Powassan Virus, PCR, Serum | For information see the following: | Supplies:Sarstedt Aliquot Tube 5 mL (T914) Collection Container/Tube: Preferred:Serum gel Acceptable:Red top Submission Container:Sterile container Specimen Volume:0.5 mL Collection Instructions: 1. Within 2 hours of collection centrifuge and aliquot serum into a sterile container. 2. Serum specimens not aliquoted from the serum gel collection tube into a sterile container will be rejected. | 0.3 mL | Powassan virus (POWV) is an emerging tick-borne virus, harbored byIxodesspecies ticks, which are the same ticks that transmit Lyme disease (Borreliaspp.),Babesiaspp., andAnaplasma phagocytophilum, among other pathogens. POWV is a member of theFlavivirusgenus, which includes other arthropod-borne viruses (arboviruses) such as West Nile virus (WNV) and St. Louis encephalitis virus. Two lineages of POWV have been identified, sharing approximately 94% amino acid sequence identity, including lineage 1, which is the prototypical POWV lineage transmitted byIxodesmarxiandIxodescookei, and lineage 2, which includes deer tick virus and is transmitted byIxodesscapularis.POWV is maintained in the environment in groundhogs, skunks, squirrels, and white footed mice. Unlike other tick-borne pathogens, following tick attachment to a host, POWV can be transmitted in as little as 15 minutes. Following infection, the incubation period can last anywhere from 4 to 14 days, after which approximately 66% of patients will remain asymptomatic. Symptomatic patients may present with a nonspecific influenza-like illness, including high fever, fatigue, malaise, and myalgia. Approximately 30% of symptomatic patients will progress to develop neurologic manifestations, most commonly encephalitis. While some patients may recover, over 50% of individuals will have persistent neurologic sequelae. POWV has been associated with an overall mortality rate of 10%. Although there is no targeted antiviral therapy and treatment is entirely supportive care, diagnosis is important for a number of reasons, including the ability to discontinue empiric antibiotics and to provide prognostic information for patients and families. While limited data exist for POWV real-time reverse transcription polymerase chain reaction (RT-PCR) detection, data from testing for the related flavivirus, WNV, suggests that blood may be a more sensitive source than serum for detecting viral RNA. Similarly, data from WNV and other flaviviruses suggest that viral RNA may be detected in urine for a longer period of time than in blood or serum. POWV RNA may be detected from cerebrospinal fluid in cases of neuroinvasive disease. Powassan infections are often diagnosed based on a patient's symptoms and exposure risk in conjunction with molecular and serologic testing. The use of RT-PCR can provide a rapid laboratory confirmation of POWV RNA early in infection, particularly during the first 7 days of illness when serologic testing is typically negative. After 7 days, POWV RT-PCR is less sensitive and serologic testing is the preferred diagnostic method. It is common for RT-PCR and serology to be used together for diagnosis of early infection, as they are complementary methods. | Negative | A positive result indicates the presence of Powassan virus RNA and is consistent with early Powassan virus infection. | The sensitivity of the assay is dependent upon the time of illness onset in which the specimen is collected. Polymerase chain reaction testing has the greatest utility when used within the first few days of symptom onset. A negative test does not exclude infection with Powassan virus. Therefore, the results obtained should be used in conjunction with clinical findings and serologic test results to make an accurate diagnosis. This assay detects both viable and nonviable virus. Test performance depends on viral load in the specimen and may not correlate with cell culture performed on the same specimen. | 1. Centers for Disease Control and Prevention (CDC), National Center for Emerging and Zoonotic Infectious Diseases, Division of Vector-Borne Diseases: Powassan Virus. For Healthcare Providers: Diagnostic testing. CDC; Updated January 26, 2023. Accessed March 28, 2023. Available at www.cdc.gov/powassan/diagnostic-testing.html 2. Piantadosi A, Rubin DB, McQuillen DP, et al: Emerging cases of Powassan virus encephalitis in New England: clinical presentation, imaging, and review of the literature. 2016 Clin Infect Dis. 2016 Mar 15;62(6):707-713 | For this real-time reverse-transcription laboratory-developed polymerase chain reaction (PCR) assay, viral nucleic acid is extracted from specimens, followed by amplification and detection on the Roche LightCycler 480 instrument. This PCR assay has been optimized to detect a target sequence in the nonstructural protein. Primers amplify a 179base pair product. Powassan virus genomic RNA is first transcribed to complementary DNA (cDNA) by reverse transcriptase, followed by amplification of the cDNA product. The LightCycler 480 is an automated instrument that amplifies and monitors the development of target nucleic acid (amplicon) after each cycle of PCR. The detection of amplicon is based on fluorescence resonance energy transfer, which utilizes a hybridization probe with a donor fluorophore, fluorescein, at the 3' end and a second hybridization probe with an acceptor fluorophore, LC-Red 610, at the 5' end. When the target amplicon is present, the LC-Red 610 emits a measurable and quantifiable light signal at a specific wavelength. Presence of the specific organism nucleic acid may be confirmed by performing a melting curve analysis of the amplicon. Using features of the melting curve analysis, the assay primers and specific hybridization probes are able to detect Powassan virus lineage 1 and lineage 2.(Unpublished Mayo method) | Same day/1 to 5 days | 7 days | This test was developed and its performance characteristics determined by Mayo Clinic in a manner consistent with CLIA requirements. It has not been cleared or approved by the US Food and Drug Administration. | 87798 | Powassan Virus, PCR, Serum | 55144-0 | 618150 | Powassan Virus PCR Comment | 77202-0
POWVC | Powassan Virus, RNA, Molecular Detection, PCR, Spinal Fluid | Rapid testing for Powassan virus RNA(lineage 1 and lineage 2) using cerebrospinal fluid specimens An adjunctive test to serology for detection of early Powassan virus infection (ie, first few days after symptom onset) This assayshould not be usedfor screening asymptomatic individuals and should only be used to test patients with signs and symptoms of Powassan virus disease. | Real-Time Polymerase Chain Reaction (PCR) | Yes | Powassan Virus, PCR, CSF | For information see the following: | Container/Tube:Sterile vial Specimen Volume:1 mL Collection Instructions: 1. Send specimen from collection vial 2. 2. Do not centrifuge or heat inactivate. | 0.3 mL | Powassan virus (POWV) is an emerging tick-borne virus, harbored byIxodesspecies ticks, which are the same ticks that transmit Lyme disease (Borreliaspp.),Babesiaspp., andAnaplasma phagocytophilum, among other pathogens. POWV is a member of theFlavivirusgenus, which includes other arthropod-borne viruses (arboviruses) such as West Nile virus (WNV) and St. Louis encephalitis virus. Two lineages of POWV have been identified, sharing approximately 94% amino acid sequence identity, including lineage 1, which is the prototypical POWV lineage transmitted byIxodesmarxiandIxodescookei, and lineage 2, which includes deer tick virus and is transmitted byIxodesscapularis.POWV is maintained in the environment in groundhogs, skunks, squirrels, and white footed mice. Unlike other tick-borne pathogens, following tick attachment to a host, POWV can be transmitted in as little as 15 minutes. Following infection, the incubation period can last anywhere from 4 to 14 days, after which approximately 66% of patients will remain asymptomatic. Symptomatic patients may present with a nonspecific influenza-like illness, including high fever, fatigue, malaise, and myalgia. Approximately 30% of symptomatic patients will progress to develop neurologic manifestations, most commonly encephalitis. While some patients may recover, over 50% of individuals will have persistent neurologic sequelae. POWV has been associated with an overall mortality rate of 10%. Although there is no targeted antiviral therapy and treatment is entirely supportive care, diagnosis is important for a number of reasons, including the ability to discontinue empiric antibiotics and to provide prognostic information for patients and families. While limited data exist for POWV real-time reverse transcription polymerase chain reaction (RT-PCR) detection, data from testing for the related flavivirus, WNV, suggests that blood may be a more sensitive source than serum for detecting viral RNA. Similarly, data from WNV and other flaviviruses suggest that viral RNA may be detected in urine for a longer period of time than in blood or serum. POWV RNA may be detected from cerebrospinal fluid in cases of neuroinvasive disease. Powassan infections are often diagnosed based on a patient's symptoms and exposure risk in conjunction with molecular and serologic testing. The use of RT-PCR can provide a rapid laboratory confirmation of POWV RNA early in infection, particularly during the first 7 days of illness when serologic testing is typically negative. After 7 days, POWV RT-PCR is less sensitive and serologic testing is the preferred diagnostic method. It is common for RT-PCR and serology to be used together for diagnosis of early infection, as they are complementary methods. | Negative | A positive result indicates the presence of Powassan virus RNA and is consistent with early Powassan virus infection. | The sensitivity of the assay is dependent upon the time of illness onset in which the specimen is collected. Polymerase chain reaction testing has the greatest utility when used within the first few days of symptom onset. A negative test does not exclude infection with Powassan virus. Therefore, the results obtained should be used in conjunction with clinical findings and serologic test results to make an accurate diagnosis. This assay detects both viable and nonviable virus. Test performance depends on viral load in the specimen and may not correlate with cell culture performed on the same specimen. | 1. Centers for Disease Control and Prevention (CDC), National Center for Emerging and Zoonotic Infectious Diseases, Division of Vector-Borne Diseases: Powassan Virus. For Healthcare Providers: Diagnostic testing. CDC; Updated January 26, 2023. Accessed March 28, 2023. Available at www.cdc.gov/powassan/diagnostic-testing.html 2. Piantadosi A, Rubin DB, McQuillen DP, et al. Emerging cases of Powassan virus encephalitis in New England: Clinical presentation, imaging, and review of the literature. Clin Infect Dis. 2016 Mar 15;62(6):707-713.doi: 10.1093/cid/civ1005 | For this real-time reverse-transcription laboratory-developed polymerase chain reaction (PCR) assay, viral nucleic acid is extracted from specimens, followed by amplification and detection on the Roche LightCycler 480 instrument. This PCR assay has been optimized to detect a target sequence in the nonstructural protein. Primers amplify a 179 base pair product. Powassan virus genomic RNA is first transcribed to complementary DNA (cDNA) by reverse transcriptase, followed by amplification of the cDNA product. The LightCycler 480 is an automated instrument that amplifies and monitors the development of target nucleic acid (amplicon) after each cycle of PCR. The detection of amplicon is based on fluorescence resonance energy transfer, which utilizes a hybridization probe with a donor fluorophore, fluorescein, at the 3' end and a second hybridization probe with an acceptor fluorophore, LC-Red 610, at the 5' end. When the target amplicon is present, the LC-Red 610 emits a measurable and quantifiable light signal at a specific wavelength. Presence of the specific organism nucleic acid may be confirmed by performing a melting curve analysis of the amplicon. Using features of the melting curve analysis, the assay primers and specific hybridization probes are able to detect Powassan virus lineage 1 and lineage 2.(Unpublished Mayo method) | Same day/1 to 5 days | 7 days | This test was developed and its performance characteristics determined by Mayo Clinic in a manner consistent with CLIA requirements. It has not been cleared or approved by the US Food and Drug Administration. | 87798 | Powassan Virus, PCR, CSF | 34457-2 | 618149 | Powassan Virus PCR Comment | 77202-0
PWAS | Prader-Willi/Angelman Syndrome, Molecular Analysis, Varies | Confirmation of diagnosis in patients suspected of having either Prader-Willi syndrome (PWS) or Angelman syndrome (AS) based on clinical assessment or previous laboratory analysis Prenatal diagnosis in families at risk for PWS or AS | Multiple Ligation-Dependent Probe Amplification (MLPA) | Yes | Prader Willi/Angelman Mol Analysis | For prenatal specimens only:If amniotic fluid (nonconfluent cultured cells) is received, amniotic fluid culture/genetic test will be addedat an additional charge. For any prenatal specimen that is received, maternal cell contamination studies will be added. | Patient Preparation:A previous bone marrow transplant from an allogenic donor will interfere with testing. For instructions for testing patients who have received a bone marrow transplant, call 800-533-1710. Submit only 1 of the following specimens: Specimen Type:Whole blood Container/Tube: Preferred:Lavender top (EDTA) or yellow top (ACD) Acceptable:Any anticoagulant Specimen Volume:3 mL Collection Instructions: 1. Invert several times to mix blood. 2. Send whole blood specimen in original tube.Do not aliquot. Specimen Stability Information:Ambient (preferred)/Refrigerated Prenatal Specimens Due to its complexity, consultation with the laboratory is required for all prenatal testing;call 800-533-1710 to speak to a genetic counselor. Specimen Type:Amniotic fluid Container/Tube:Amniotic fluid container Specimen Volume:20 mL Specimen Stability Information:Refrigerated (preferred)/Ambient Acceptable: Specimen Type:Confluent cultured cells Container/Tube:T-25 flask Specimen Volume:2 Flasks Collection Instructions:Submit confluent cultured cells from another laboratory. Specimen Stability Information:Ambient (preferred)/Refrigerated | Blood: 1 mL Amniotic Fluid: 10 mL | Prader-Willi syndrome (PWS) is a congenital disorder characterized by a biphasic clinical course. Neonates with PWS are hypotonic, have a weak cry, and are initially poor feeders that improve over time. In later infancy and childhood, individuals with PWS have global developmental delay, short stature, hypogonadism, small hands and feet, and marked hyperphagia leading to obesity. PWS is thought to be due to loss of function of paternally expressed genes, although specific genes have not yet been definitively implicated in the phenotype of PWS. Etiology of Prader-Willi syndrome: -Chromosome 15 deletion (15q11-13): approximately 70% to 75% -Maternal uniparental disomy (UPD): 20% to 30% -Imprinting defect: 1% to 5% -Chromosome rearrangement: rare The phenotype caused by paternal deletions of 15q11-13 and by maternal UPD are generally identical with the exception of relative hypopigmentation being more common in patients with deletion PWS. Angelman syndrome (AS) is a nonprogressive congenital disorder characterized by more significant developmental delay and intellectual disability, ataxia, seizures, jerky arm movements, macrostomia, tongue thrusting, unprovoked laughter, brachycephaly, and virtual absence of speech. AS is due to loss of function of the maternally expressed gene UBE3A. Etiology of Angelman syndrome: -Chromosome 15 deletion (15q11-13): approximately 70% to 75% -Paternal UPD: approximately 5% -UBE3A variant: approximately 10% -Imprinting defect: 2% to 5% -Chromosome rearrangement: rare -Unknown: approximately 10% The phenotype of AS patients with maternal deletions is generally more severe than that associated with paternal UPD or imprinting defects, including a higher rate or severity of microcephaly, seizures, and motor difficulties. Patients with AS caused by paternal UPD or imprinting defects generally show better growth and higher developmental and language abilities. Both chromosome 15 deletions and UPD most often occur as de novo events during conception, and, thus, recurrence risk to siblings is very low. In rare cases, chromosome 15 deletions and UPD occur as a result of parental translocations or other rare cytogenetic rearrangements, and, in these cases, recurrence risks to siblings are increased. The recurrence risk associated with imprinting defects is dependent on whether there is an identifiable variant. UBE3A variants can occur sporadically or be inherited in an autosomal dominant fashion. There is a 50% recurrence risk to siblings in cases of an inherited UBE3A variant. Due to the complex genetic etiology of PWS and AS and the corresponding variability in recurrence risks, careful cytogenetic and molecular testing and family assessment are necessary to provide accurate genetic counseling. Initial studies to rule-out PWS or AS should include chromosomal microarray analysis to identify chromosome abnormalities that may have phenotypic overlap with PWS or AS, and methylation-sensitive multiple ligation-dependent probe amplification (MLPA) to identify deletions, duplications, and methylation defects. In cases where methylation-sensitive MLPA suggests either deletion or duplication, fluorescence in situ hybridization (FISH) can be used to confirm type I and type II deletions or characterize the disease mechanism, respectively. In cases where methylation-sensitive MLPA suggests abnormal methylation in the absence of a deletion or duplication, UPD studies can be used to characterize the disease mechanism. Assessment of patients found to have a deletion in the PWS/AS critical region on routine cytogenetic analysis or chromosomal microarray can include confirmation of the deletion by FISH analysis and MLPA analysis to define parent of origin. For more information, seePrader-Willi and Angelman Syndromes: Laboratory Approach to Diagnosis. | An interpretive report will be provided. | An interpretive report will be provided. | In addition to disease-related probes, the multiple ligation-dependent probe amplification technique utilizes probes localized to other chromosomal regions as internal controls. In certain circumstances, these control probes may detect other diseases or conditions for which this test was not specifically intended. Results of the control probes are not normally reported. However, in cases where clinically relevant information is identified, the ordering physician will be informed of the result and provided with recommendations for any appropriate follow-up testing. Rare variants (ie, polymorphisms) exist that could lead to false-negative or false-positive results. If results obtained do not match the clinical findings, additional testing should be considered. Test results should be interpreted in the context of clinical findings, family history, and other laboratory data. Errors in the interpretation of results may occur if information given is inaccurate or incomplete. Methylation status cannot be assessed on chorionic villus specimens. Rare cases of Prader-Willi syndrome or Angelman syndrome (AS) result from a subtle balanced translocation inherited from one of the parents. These may not be detected by this assay. A negative molecular test result, especially in the case of a clinical suspicion of AS, does not rule out the diagnosis, because point alterations may not be detected by these methods. | 1. Buiting K: Prader-Willi syndrome and Angelman syndrome. Am J Med Genet C Semin Med Genet. 2010 Aug 15;154C(3):365-376 2. Williams CA, Beaudet AL, Clayton-Smith J, et al: Angelman syndrome 2005: updated consensus for diagnostic criteria. Am J Med Genet A. 2006 Mar 1;140(5):413-418 3. Gunay-Aygun M, Schwartz S, Heeger S, O'Riordan MA, Cassidy SB: The changing purpose of Prader-Willi syndrome clinical diagnostic criteria and proposed revised criteria. Pediatrics. 2001 Nov;108(5):E92 4. Nygren AOH, Ameziane N, Duarte HMB, et al: Methylation-specific MLPA (MS-MLPA): simultaneous detection of CpG methylation and copy number changes of up to 40 sequences. Nucleic Acids Res. 2005 Aug 16;33(14):e128 5. Procter M, Chou LS, Tang W, Jama M, Mao R: Molecular diagnosis of Prader-Willi and Angelman syndromes by methylation-specific melting analysis and methylation-specific multiplex ligation-dependent probe amplification. Clin Chem. 2006 Jul;52(7):1276-1283 | Methylation-sensitive multiple ligation-dependent probe amplification is utilized to test for the presence of large deletions, duplications and methylation defects in the Prader-Willi/Angelman syndrome critical region.(Unpublished Mayo method) | 10 to 14 days | Whole Blood: 2 weeks (if available) Extracted DNA: 3 months | This test was developed and its performance characteristics determined by Mayo Clinic in a manner consistent with CLIA requirements. It has not been cleared or approved by the US Food and Drug Administration. | 81331-SNRPN/UBE3A,(small nuclear ribonucleoprotein polypeptide Nand ubiquitin protein ligase E3A) (eg, Prader-Willi syndrome and/or Angelman syndrome), methylation analysis88235-Tissue culture for amniotic fluid (if appropriate)88240-Cryopreservation (if appropriate)81265-Comparative analysis using Short Tandem Repeat (STR) markers; patient and comparative specimen (eg, pre-transplant recipient and donor germline testing, post-transplant non-hematopoietic recipient germline [eg, buccal swab or other germline tissue sample] and donor testing, twin zygosity testing or maternal cell contamination of fetal cells (if appropriate) | Prader Willi/Angelman Mol Analysis | 35466-2 | 52919 | Released By | 18771-6
PRAME | PRAME Immunostain, Technical Component Only | Differentiation between melanoma and benign nevi. | Immunohistochemistry (IHC) | Yes | PRAME IHC, Tech Only | For the initial technical component only immunohistochemical (IHC) stain performed, the appropriate bill-only test ID will be reflexed and charged (IHTOI). For each additional technical component only IHC stain performed, an additional bill-only test ID will be reflexed and charged (IHTOA). | Supplies:Immunostain Technical Only Envelope (T693) Specimen Type:Tissue Container/Tube:Immunostain Technical Only Envelope Preferred:2 unstained positively charged glass slide (25- x 75- x 1-mm) per test ordered; sections 4-microns thick. Acceptable:Formalin-fixed, paraffin-embedded (FFPE) tissue block |  | PRAME (Preferentially expressed Antigen in Melanoma) expression in melanocytic neoplasms is strongly associated with melanoma and may be useful in differentiating benign nevi from malignant melanocytic lesions. |  | This test does not include pathologist interpretation only technical performance of the stain. If interpretation is required, order PATHC / Pathology Consultation for a full diagnostic evaluation or second opinion of the case. The positive and negative controls are verified as showing appropriate immunoreactivity and documentation is retained at Mayo Clinic Rochester. If a control tissue is not included on the slide, a scanned image of the relevant quality control tissue is available upon request; call 855-516-8404. Interpretation of this test should be performed in the context of the patient's clinical history and other diagnostic tests by a qualified pathologist. | Age of a cut paraffin section can affect immunoreactivity. Stability thresholds vary widely among published literature and are antigen dependent. Best practice is for paraffin sections to be cut within 6 weeks. | 1. Lezcano C, Jungbluth AA, Nehal KS, et al: PRAME expression in melanocytic tumors. Am J Surg Pathol. 2018 Nov;42(11):1456-1465. doi: 10.1097/PAS.0000000000001134 2. Raghavan SS, Wang JY, Toland A, et al: Diffuse PRAME expression is highly specific for malignant melanoma in the distinction from clear cell sarcoma. J of Cutan Pathol. 2020 Dec;47(12):1226-1228. doi: 10.1111/cup.13812 3. Gradecki SE, Slingluff CL Jr, Gru AA: PRAME expression in 155 cases of metastatic melanoma. J Cutan Pathol. 2021 Apr;48(4):479-485. doi: 10.1111/cup.13876 4. Lezcano C, Jungbluth AA, Busam KJ: Comparison of immunohistochemistry for PRAME with cytogenetic test results in the evaluation of challenging melanocytic tumors. Am J Surg Pathol. 2020 Jul;44(7):893-900. doi: 10.1097/PAS.0000000000001492 5. Lezcano C, Jungbluth AA, Busam KJ: PRAME immunohistochemistry as an ancillary test for the assessment of melanocytic lesions. Surg Pathol Clin. 2021 Jun;14(2):165-175. doi: 10.1016/j.path.2021.01.001 | Immunohistochemistry on sections of paraffin-embedded tissue.(Unpublished Mayo method) | 1 to 3 days | Until staining is complete | This test has been cleared, approved, or is exempt by the US Food and Drug Administration and is used per manufacturer's instructions. Performance characteristics were verified by Mayo Clinic in a manner consistent with CLIA requirements. | 88342-TC, primary88341-TC, if additional IHC | PRAME IHC, Tech Only | No LOINC Needed | 615795 | PRAME IHC, Tech Only | No LOINC Needed
PALB | Prealbumin, Serum | Assessing nutritional status, especially in monitoring the responseto nutritional support in the acutely ill patient | Nephelometry | Yes | Prealbumin (PAB), S | Serum | Container/Tube: Preferred:Serum gel Acceptable:Red top Specimen Volume:1 mL Collection Instructions:Centrifuge and aliquot serum into a plastic vial. | 0.5 mL | Prealbumin is synthesized in the liver and acts as a bindingprotein forthyroxine and retinol-binding protein. The serum concentration of prealbumin reflects the synthesiscapacity ofthe liver and is markedly diminished in malnutritionand other conditions. Due to its short half-life of approximately 2 days, prealbumincan be usedfor monitoring the nutritional status and efficacy ofparenteral nutrition. | < or =18 years: 12-32 mg/dL >18 years: 19-38 mg/dL | Results below the reference intervals for adults and pediatric patients may suggest protein depletion. Clinical correlation recommended with patient status and other nutritional markers. | No significant cautionary statements | 1. Haider M, Haider SQ: Assessment of protein-calorie malnutrition. Clin Chem 1984;30:1286-1299 2. Grant JP, Custer PB, Thurlow J: Current techniques of nutritional assessment. Surg Clin North Am 1981;61:437-463 3. Bernstein LH, Leukhardt-Fairfield CJ, Pleban W, et al: Usefulness of data on albumin and prealbumin concentrations in determining effectiveness of nutritional support. Clin Chem 1989;35:271-274 4. Kanakoudi F, Drossou V, Tzimouli V, et al: Serum concentrations of 10 acute-phase proteins in healthy term and pre-term infants from birth to age 6 months. Clin Chem 1995;41:605-608 5.Tietz Textbook of Clinical Chemistry and Molecular Diagnostics. Sixth edition. Edited by N Rafai, AR Horvath, CT Wittwer. Elsevier, 2018 | In this Siemens Nephelometer II method, the light scattered onto the antigen-antibody complexes is measured. The intensity of the measured scattered light is proportional to the amount of antigen-antibody complexes in the sample under certain conditions. If the antibody volume is kept constant, the signal behaves proportionally to the antigen volume. A reference curve is generated by a standard with a known antigen content on which the scattered light signals of the samples can be evaluated and calculated as an antigen concentration. Antigen-antibody complexes are formed when a sample containing antigen and the corresponding antiserum are put into a cuvette. A light beam is generated with a light emitting diode (LED), which is transmitted through the cuvette. The light is scattered onto the immuno-complexes that are present. Antigen and antibody are mixed in the initial measurement, but no complex is formed yet. An antigen-antibody complex is formed in the final measurement. The result is calculated by subtracting value of the final measurement from the initial measurement. The distribution of intensity of the scattered light depends on the ratio of the particle size of the antigen-antibody complexes to the radiated wavelength.(Siemens Nephelometer II Operations Instruction Manual, Siemens, Inc., Newark, DE, Version 2.3, 2008; Addendum to the Instruction Manual 2.3, 08/2017) | 1 to 3 days | 14 days | This test has been cleared, approved, or is exempt by the US Food and Drug Administration and is used per manufacturer's instructions. Performance characteristics were verified by Mayo Clinic in a manner consistent with CLIA requirements. | 84134 | Prealbumin (PAB), S | 46130-1 | PALB | Prealbumin (PAB), S | 46130-1
C2NAD | PrecivityAD, Plasma | Assisting in the evaluation of adult patients, aged 55 years and older, with signs or symptoms of mild cognitive impairment or dementia who are being assessed for Alzheimer disease and other causes of cognitive decline This isnot intended forpatients younger than 55 years, or for use as a screening test in patients without signs or symptoms of cognitive impairment, or for serial testing for assessment of longitudinal changes. | Immunoprecipitation/Liquid Chromatography Tandem Mass Spectrometry (LC-MS/MS) | No | PrecivityAD | Plasma | Supplies:Screw cap micro tube, 2 mL, PCR Performance Tested, Low protein-binding (T983) Collection Container/Tube:10 mL Purple top (K EDTA) Submission Container/Tube:2-mL screw cap micro tubes Specimen Volume:1.5 mL Collection Instructions: 1. Centrifuge within two hours of collection. 2. Aliquot plasma into a 2 mL micro tube. 3. Freeze plasma (no longer than 2 hours after collection) at -20 degrees C or below. | 1 mL | Alzheimer disease (AD) is defined pathologically by the presence of amyloid plaques and neurofibrillary tangles in the brain. Clinical characteristics include gradual onset of mild cognitive impairment (MCI), behavioral changes such as apathy, withdrawal, or agitation, and disease progression to middle and later stage dementia.(1,2) Currently, no test detects AD with 100% accuracy; definitive diagnosis occurs at brain autopsy. MCI impacts 12% to 18% of people in the United States over age 60 and is often an initial clinical sign of AD.(3) Detection of AD at an early stage, such as at onset of MCI or memory loss, can optimize medical management by providing access to therapies and clinical trials and by allowing for lifestyle changes that prioritize aerobic exercise, quality sleep and a healthy diet. Detection at first signs of MCI is also important for personal or family knowledge and planning, and for accessing appropriate community support and resources. Exclusion of AD with a high degree of certainty is equally important since MCI can have other etiologies, some of which are treatable. Amyloid positron emission tomography (PET) scan and cerebrospinal fluid (CSF) testing detect brain amyloid pathology with high sensitivity and specificity in patients with MCI and early dementia.(4,5) Results of these tests are interpreted in the context of the patient’s clinical findings and other clinical work-up, as the neuropathological changes associated with AD can be seen in unaffected individuals.(4,5) Highly sensitive and specific blood biomarker testing offers an accessible and less procedurally complex option to amyloid PET scan or CSF testing for assessment of brain amyloid plaques.(6,7) The PrecivityAD test is an analytically and clinically validated blood test that aids healthcare providers in the diagnosis of AD in patients with MCI and early-stage dementia. This evaluation simultaneously quantifies plasma amyloid beta (Abeta) 42 and 40 (Abeta42 and Abeta40) concentrations and determines the presence of apolipoprotein E (ApoE)-specific peptides (to determine APOE genotype). The test’s statistical algorithm combines the Abeta 42/40 ratio, established APOE genotype, and patient age to calculate the likelihood that a patient is positive for the presence of amyloid plaques by amyloid PET scan.(6-8) APOE proteotype/genotype, included in the test results, can aid in decision-making about treatment paths for some patients: In recent clinical trials for amyloid-reducing therapies, the E4 allele showed association with development of amyloid-related imaging abnormalities (ARIA); cerebral edema (ARIA-E); and cerebral microhemorrhages (ARIA-H).(9,10) | Amyloid Probability Score (APS): 0-100 Low (0-35): Consistent with absence of amyloid plaques Intermediate (36-57) High (58- 100): Consistent with presence of amyloid plaques Abeta42/40 Ratio > or =0.095: Consistent with absence of amyloid plaques ApoE Proteotype E2/E2, E2/E3, E2/E4, E3/E3, E3/E4, E4/E4 -E3 is the most common allele. -E4 allele is associated with increased risk of amyloid plaques. -E2 allele is associated with lower risk of amyloid plaques. | The Amyloid Probability Score (APS) represents the estimated likelihood from 0 (low likelihood) to 100 (high likelihood) that the patient is currently positive on amyloid positron emission tomography (PET) imaging (presence of amyloid plaques) based on their amyloid beta (Abeta) 42/40 ratio, age, and establishedAPOEgenotype. A low APS result (0-35) is consistent with a negative amyloid PET scan result and, thus, a low likelihood of amyloid plaques. Absence of amyloid plaques is inconsistent with an Alzheimer disease diagnosis and indicates other causes of cognitive symptoms should be investigated. An intermediate APS result (36-57) does not distinguish between the presence or absence of amyloid plaques and indicates further diagnostic evaluation may be needed to assess the underlying causes for the patient's cognitive symptoms. A high APS result (58-100) is consistent with a positive amyloid PET scan result and, thus, a high likelihood of amyloid plaques. Presence of amyloid plaques is consistent with an Alzheimer disease diagnosis in someone who has cognitive decline, but alone is insufficient for a final diagnosis; clinical presentation and other factors should be considered along with the APS result. | This test is not a standalone test; high, intermediate, or low Amyloid Probability Score (APS) values alone neither establish nor rule out a diagnosis of Alzheimer disease (AD). Test results should be used in conjunction with other diagnostic tools, such as neurological examination, neurobehavioral tests, imaging, and routine laboratory tests. False-positive and false-negative test results may occur. This test uses interpretive data that were derived from clinical studies in a predominantly White US population of patients with mild cognitive impairment or early dementia. The extent of the differences in results (if any) based on individuals of other racial and ethnic groups has not yet been firmly established. Currently, there is insufficient evidence to support serial testing for the assessment of longitudinal changes in biomarkers; therefore, serial testing is not recommended. | 1. Centers for Disease Control and Prevention. Alzheimer's Disease and Related Dementias. CDC; Updated October 26,2020. Accessed March 25, 2024. Available at www.cdc.gov/aging/aginginfo/alzheimers.htm 2. Bird TD. Alzheimer Disease Overview. In: Adam MP, Feldman J, Mirzaa GM, et al., eds. GeneReviews. University of Washington, Seattle; October 23, 1998. Updated December 20, 2018. Accessed March 13, 2024. Available at www.ncbi.nlm.nih.gov/books/NBK1161/ 3. Alzheimer's Association. Mild Cognitive Impairment (MCI). Accessed June 16, 2023. Available at www.alz.org/alzheimers-dementia/what-is-dementia/related_conditions/mild-cognitive-impairment. 4. Johnson KA, Minoshima S, Bohnen NI, et al. Update on appropriate use criteria for amyloid PET imaging: dementia experts, mild cognitive impairment, and education. Amyloid Imaging Task Force of the Alzheimer's Association and Society for Nuclear Medicine and Molecular Imaging. Alzheimers Dement. 2013;9(4):e106-e109. doi:10.1016/j.jalz.2013.06.001 5. Shaw LM, Arias J, Blennow K, et al. Appropriate use criteria for lumbar puncture and cerebrospinal fluid testing in the diagnosis of Alzheimer's disease. Alzheimers Dement. 2018;14(11):1505-1521. doi:10.1016/j.jalz.2018.07.220 6. Kirmess KM, Meyer MR, Holubasch MS, et al. The PrecivityAD test: Accurate and reliable LC-MS/MS assays for quantifying plasma amyloid beta 40 and 42 and apolipoprotein E proteotype for the assessment of brain amyloidosis. Clin Chim Acta. 2021;519:267-275. doi:10.1016/j.cca.2021.05.011 7. West T, Kirmess KM, Meyer MR, et al. A blood-based diagnostic test incorporating plasma Abeta42/40 ratio, ApoE proteotype, and age accurately identifies brain amyloid status: findings from a multi cohort validity analysis. Mol Neurodegener. 2021;16(1):30. Published 2021 May 1. doi:10.1186/s13024-021-00451-6 8. Hu Y, Kirmess KM, Meyer MR, et al. Assessment of a plasma amyloid probability score to estimate amyloid positron emission tomography findings among adults with cognitive impairment. JAMA Netw Open. 2022;5(4):e228392. Published 2022 Apr 1. doi:10.1001/jamanetworkopen.2022.8392 9. Cummings J, Aisen P, Apostolova LG, Atri A, Salloway S, Weiner M. Aducanumab: Appropriate Use Recommendations. J Prev Alzheimers Dis. 2021;8(4):398-410. doi:10.14283/jpad.2021.41. 10. van Dyck CH, Swanson CJ, Aisen P, et al. Lecanemab in early Alzheimer's disease. N Engl J Med. 2023;388(1):9-21. doi:10.1056/NEJMoa2212948 | Plasma specimens undergo immunoprecipitation followed by liquid chromatography tandem mass spectrometry for the quantification of amyloid beta (Abeta42 and Abeta40) peptide isoform concentrations and the identification of apolipoprotein E (ApoE) peptides corresponding to ApoE2, ApoE3, ApoE4 isoforms. The Amyloid Probability Score (APS) uses a statistical algorithm combining Abeta42/40 ratio, ApoEproteotype (determined by ApoE peptide isoforms), and patient age.(West T, Kirmess KM, Meyer MR, et al. A blood-based diagnostic test incorporating plasma Abeta42/40 ratio, ApoE proteotype, and age accurately identifies brain amyloid status: findings from a multi cohort validity analysis. Mol Neurodegener. 2021;16[1]:30. Published 2021 May 1. doi:10.1186/s13024-021-00451-6; Hu Y, Kirmess KM, Meyer MR, et al. Assessment of a Plasma Amyloid Probability Score to Estimate Amyloid Positron Emission Tomography Findings Among Adults With Cognitive Impairment. JAMA Netw Open. 2022;5[4]:e228392. Published 2022 Apr 1. doi:10.1001/jamanetworkopen.2022.8392) | 10 days post sample receipt from MCL. | 60 days | C2N Diagnostics has developed and determined the analytical and clinical validity performance characteristics of this Laboratory Developed Test (LDT). This assay has been validated pursuant to CLIA regulations and is used for clinical purposes. This assay has not been cleared or approved by the FDA. | 0412U | PrecivityAD | Not Provided | ND2BF | APS Result | Not Provided
C2AD2 | PrecivityAD2, Plasma | Assisting in the evaluation of adult patients, aged 55 years and older, with signs or symptoms of mild cognitive impairment or dementia who are being assessed for Alzheimer disease and other causes of cognitive decline This isnot intended forpatients younger than 55 years, or for use as a screening test in patients without signs or symptoms of cognitive impairment, or for serial testing for assessment of longitudinal changes. | Immunoprecipitation/Liquid Chromatography Tandem Mass Spectrometry (LC-MS/MS) | No | PrecivityAD2 | Plasma | Supplies:Screw cap micro tube, 2 mL, PCR Performance Tested, Low protein-binding (T983) Collection Container/Tube:10 mL Purple top (K EDTA) Submission Container/Tube:Two 2-mL screw cap micro tubes Specimen Volume:3 mL in 2 tubes, each containing 1.5 mL Collection Instructions: 1. Centrifuge within two hours of collection. 2. Label two 2-mL screw-cap micro tubes. 3. Aliquot 1.5 mL of plasma into each labeled micro tube. 4. Freeze plasma (no longer than 2 hours after collection) at or below -20 degrees C. | 1.5 mL | Alzheimer disease (AD) is defined pathologically by the presence of amyloid plaques and neurofibrillary tangles in the brain. Clinical characteristics include gradual onset of mild cognitive impairment (MCI), behavioral changes such as apathy, withdrawal, or agitation, and disease progression to middle and later stage dementia.(1,2) Currently, no test detects AD with 100% accuracy; definitive diagnosis occurs at brain autopsy. Recent availability of anti-amyloid therapies increases the importance of detection of AD at an early stage.(3-5) MCI impacts 12 to 18% of people in the United States over age 60 and is often an initial clinical sign of AD.(6) Establishing or excluding an AD diagnosis with a high degree of certainty at first signs of memory decline may optimize medical management. Brain amyloid pathology is detectable by amyloid positron emission tomography (PET) scan, cerebrospinal fluid testing, or liquid chromatography tandem mass spectrometry blood biomarker testing with high sensitivity and specificity in patients with MCI and early dementia.(7-12) In all testing modalities, healthcare providers interpret test results in the context of the patient's clinical findings and other clinical work-up, as the neuropathological changes associated with AD can be seen in other forms of dementia and in unaffected individuals.(7,8,13) The PrecivityAD2 test is an analytically and clinically validated blood test that aids healthcare providers in ruling in or ruling out AD in patients presenting with MCI or dementia. This evaluation simultaneously quantifies specific plasma amyloid beta (Abeta) and tau peptide concentrations to calculate the Abeta42/40 ratio and percent tau phosphorylated at threonine-217 (%p-tau217).(12) The inclusion of plasma analyte ratios has been shown to mitigate the effects of confounding factors such as chronic kidney disease.(14,15) The ratios are combined into a proprietary statistical algorithm to calculate the Amyloid Probability Score 2 (APS2), a numerical value ranging from 0 to100 that determines whether a patient is positive (has high likelihood) or negative (has low likelihood) for the presence of brain amyloid plaques by amyloid PET scan. | Amyloid Probability Score 2 (APS2) (range of 0-100): Negative: 0-47 Positive: 48-100 Abeta42/40 Ratio: > or =0.095 Consistent with absence of amyloid plaques Percent p-tau217: <4.2% consistent with absence of brain amyloid plaques | The Amyloid Probability Score 2 (APS2) result is a composite score ranging from 0 to 100 that demonstrates the strongest correlation with brain amyloid pathology compared to the individual biomarkers (amyloid beta [Abeta] 42/40 ratio or percent tau phosphorylated at threonine-217 [%p-tau217]) considered separately. Discordance of the individual biomarkers can occur. Table. Amyloid Probability Score and Interpretation APS2 Interpretation 0-47 Negative Consistent with a negative amyloid positron emission tomography (PET) scan; reflects a low likelihood of brain amyloid plaques and is therefore not consistent with a neuropathological diagnosis of Alzheimer disease (AD). 48-100 Positive Consistent with a positive amyloid PET scan; reflects a high likelihood of brain amyloid plaques, one of the neuropathological findings of AD. The APS2 result should be interpreted in conjunction with other patient information. Clinical correlation is recommended. | This test is not a standalone test; Positive or negative APS2 values alone neither rule in nor rule out a diagnosis of Alzheimer disease (AD). Test results should be used in conjunction with other diagnostic tools, such as neurological examination, neurobehavioral tests, imaging, and routine laboratory tests. False-positive and false-negative test results may occur. This test uses interpretive data that were derived from clinical studies in a predominantly White US population of patients with mild cognitive impairment or early dementia. The extent of the differences in results (if any) based on individuals of other racial and ethnic groups has not yet been firmly established. Currently, there is insufficient evidence to support serial testing for the assessment of longitudinal changes in biomarkers, including monitoring response to therapy. The results of other analyte tests using other methodologies cannot be interpreted in the context of the PrecivityAD2 test. | 1. Centers for Disease Control and Prevention. Alzheimer's Disease and Related Dementias. CDC; Updated October 26,2020. Accessed March 25, 2024. Available at www.cdc.gov/aging/aginginfo/alzheimers.htm 2. Bird TD. Alzheimer Disease Overview.In: Adam MP, Feldman J, Mirzaa GM, et al., eds.GeneReviews. University of Washington, Seattle; October 23, 1998. Updated December 20, 2018. Accessed March 13, 2024. Available at www.ncbi.nlm.nih.gov/books/NBK1161/ 3. Cummings J, Aisen P, Apostolova LG, Atri A, Salloway S, Weiner M. Aducanumab: Appropriate Use Recommendations. J Prev Alzheimers Dis. 2021;8(4):398-410. doi:10.14283/jpad.2021.41 4. van Dyck CH, Swanson CJ, Aisen P, et al. Lecanemab in early Alzheimer's disease.N Engl J Med. 2023;388(1):9-21. doi:10.1056/NEJMoa2212948 5. Sims JR, Zimmer JA, Evans CD, et al.Donanemab in early symptomatic Alzheimer disease: The TRAILBLAZER-ALZ 2 Randomized Clinical Trial. JAMA. 2023;330(6):512-527. doi:10.1001/jama.2023.13239 6. Alzheimer's Association. Mild Cognitive Impairment (MCI). Accessed July 21, 2023. Available at https://www.alz.org/alzheimers-dementia/what-is-dementia/related_conditions/mild-cognitive-impairment 7. Johnson KA, Minoshima S, Bohnen NI, et al. Update on appropriate use criteria for amyloid PET imaging: dementia experts, mild cognitive impairment, and education. Amyloid Imaging Task Force of the Alzheimer's Association and Society for Nuclear Medicine and Molecular Imaging. Alzheimers Dement. 2013;9(4):e106-e109. doi:10.1016/j.jalz.2013.06.001 8. Shaw LM, Arias J, Blennow K, et al. Appropriate use criteria for lumbar puncture and cerebrospinal fluid testing in the diagnosis of Alzheimer's disease. Alzheimers Dement. 2018;14(11):1505-1521. doi:10.1016/j.jalz.2018.07.220 9. Kirmess KM, Meyer MR, Holubasch MS, et al. The PrecivityAD test: Accurate and reliable LC-MS/MS assays for quantifying plasma amyloid beta 40 and 42 and apolipoprotein E proteotype for the assessment of brain amyloidosis. Clin Chim Acta. 2021;519:267-275. doi:10.1016/j.cca.2021.05.011 10. West T, Kirmess KM, Meyer MR, et al. A blood-based diagnostic test incorporating plasma Abeta42/40 ratio, ApoE proteotype, and age accurately identifies brain amyloid status: findings from a multi cohort validity analysis. Mol Neurodegener. 2021;16(1):30. Published 2021 May 1. doi:10.1186/s13024-021-00451-6 11. Hu Y, Kirmess KM, Meyer MR, et al.Assessment of a plasma amyloid probability score to estimate amyloid positron emission tomography findings among adults with cognitive impairment. JAMA Netw Open. 2022;5(4):e228392. Published 2022 Apr 1. doi:10.1001/jamanetworkopen.2022.8392 12. Meyer MR, Kirmess KM, Eastwood S, et al. Clinical validation of the PrecivityAD2 blood test: A mass spectrometry-based test with algorithm combining %p-tau217 and Abeta42/40 ratio to identify presence of brain amyloid. Alzheimers Dement. Published online March 16, 2024. doi:10.1002/alz.13764 13. Jansen WJ, Janssen O, Tijms BM, et al. Prevalence estimates of amyloid abnormality across the Alzheimer disease clinical spectrum [published correction appears in JAMA Neurol. 2022 Mar 1;79(3):313]. JAMA Neurol. 2022;79(3):228-243. doi:10.1001/jamaneurol.2021.5216 14. Janelidze S, Barthelemy NR, He Y, Bateman RJ, Hansson O. Mitigating the associations of kidney dysfunction with blood biomarkers of Alzheimer disease by using phosphorylated tau to total tau ratios [published correction appears in JAMA Neurol. 2023 Aug 1;80(8):873]. JAMA Neurol. 2023;80(5):516-522. doi:10.1001/jamaneurol.2023.0199 15. Pichet Binette A, Janelidze S, Cullen N, et al. Confounding factors of Alzheimer's disease plasma biomarkers and their impact on clinical performance. Alzheimers Dement. 2023;19(4):1403-1414. doi:10.1002/alz.12787 | Plasma specimens undergo immunoprecipitation followed by liquid chromatography tandem mass spectrometry (LC-MS/MS) for the quantification of amyloid beta (Abeta) 42 and Abeta 40 peptide isoform concentrations and phosphorylated and non-phosphorylated tau at amino acid threonine, position 217 (p-tau271 and np-tau217) peptide concentrations. The percent tau phosphorylated at threonine-217 (%p-tau217) is calculated using the following equation: p-tau271/np-tau217*100. A statistical algorithm combines the Abeta42/40 and %p-tau217 to generate the Amyloid Probability Score 2 (APS2).(Meyer MR, Kirmess KM, Eastwood S, et al. Clinical validation of the PrecivityAD2 blood test: A mass spectrometry-based test with algorithm combining %p-tau217 and Abeta42/40 ratio to identify presence of brain amyloid. Alzheimers Dement. Published online March 16, 2024. doi:10.1002/alz.13764) | 10 days post sample receipt from MCL. | 60 days | C2N Diagnostics has developed and determined the analytical and clinical validity performance characteristics of this Laboratory Developed Test (LDT). This assay has been validated pursuant to CLIA regulations and is used for clinical purposes. This assay has not been cleared or approved by the FDA. | 81599 | PrecivityAD2 | Not Provided | AD2JD | Abeta42/40 Ratio Description | Not Provided
AD2AR | PrecivityAD2, Reflex to Apolipoprotein E, Plasma | Assisting in the evaluation of adult patients, aged 55 years and older, with signs or symptoms of mild cognitive impairment or dementia who are being assessed for Alzheimer disease and other causes of cognitive decline Determining APOE E4 status to aid in medical management and treatment decisions when the PrecivityAD2 blood test result is positive This testis not intended forpatients younger than 55 years, or for use as a screening test in patients without signs or symptoms of cognitive, or for serial testing for assessment of longitudinal changes. | Immunoprecipitation/Liquid Chromatography Tandem Mass Spectrometry (LC-MS/MS) | No | PrecivityAD2 Reflex to ApoE | When this test result is positive, then apolipoprotein E testing will be performed at an additional charge. | Supplies:Screw cap micro tube, 2 mL, PCR Performance Tested, Low protein-binding (T983) Collection Container/Tube:10 mL Purple top (K EDTA) Submission Container/Tube:Two 2-mL screw cap micro tubes Specimen Volume:3 mL in 2 tubes, each containing 1.5 mL Collection Instructions: 1. Centrifuge within two hours of collection. 2. Label two 2-mL screw-cap micro tubes. 3. Aliquot 1.5 mL of plasma into each labeled micro tube. 4. Freeze plasma (no longer than 2 hours after collection) at or below -20 degrees C. | 1.5 mL | Alzheimer disease (AD) is defined pathologically by the presence of amyloid plaques and neurofibrillary tangles in the brain. Clinical characteristics include gradual onset of Mild cognitive impairment (MCI), behavioral changes such as apathy, withdrawal, or agitation, and disease progression to middle and later stage dementia.(1,2) Currently, no test detects AD with 100% accuracy; definitive diagnosis occurs at brain autopsy. Recent availability of anti-amyloid therapies increases the importance of detection of AD at an early stage.(3-5) MCI impacts 12% to 18% of people in the United States over age 60 and is often an initial clinical sign of AD.(6) Establishing or excluding an AD diagnosis with a high degree of certainty at first signs of memory decline may optimize medical management. Brain amyloid pathology is detectable by amyloid positron emission tomography (PET) scan, cerebrospinal fluid testing, or liquid chromatography tandem mass spectrometry blood biomarker testing with high sensitivity and specificity in patients with MCI and early dementia.(7-12) In all testing modalities, healthcare providers interpret test results in the context of the patient's clinical findings and other clinical work-up, as the neuropathological changes associated with AD can be seen in other forms of dementia and in unaffected individuals.(7,8,13) The PrecivityAD2 test is an analytically and clinically validated blood test that aids healthcare providers in ruling in or ruling out AD in patients presenting with MCI or dementia. This evaluation simultaneously quantifies specific plasma amyloid beta (Abeta) and tau peptide concentrations to calculate the Abeta42/40 ratio and percent tau phosphorylated at threonine-217 (% p-tau217).(12) The inclusion of plasma analyte ratios has been shown to mitigate the effects of confounding factors such as chronic kidney disease.(14,15) The ratios are combined into a proprietary statistical algorithm to calculate the Amyloid Probability Score 2 (APS2), a numerical value ranging from 0 to 100, that determines whether a patient is positive (has high likelihood) or negative (has low likelihood) for the presence of brain amyloid plaques by amyloid PET scan. For patients with a positive PrecivityAD2 blood test result, apolipoprotein E (ApoE) proteotyping is performed to determineAPOEE4 status. ApoE is a component of several classes of lipoprotein particles, including chylomicron remnants, very-low-density lipoprotein (VLDL), intermediate-density lipoprotein (IDL) and high-density lipoprotein (HDL) and is highly expressed in the liver and brain.(16) The protein has seven isoforms (ApoE1-7), the most common of which are ApoE2, ApoE3 and ApoE4. ApoE isoforms are encoded by theAPOEgene alleles E1-E7. The E3 allele, most frequent in all populations, has a frequency range of 50% to 90%, whereas E4 and E2 allele frequencies range from 5% to 35% and 1% to 5%, respectively.(17) ApoE isoforms differentially influence the buildup of amyloid beta plaques and tau neurofibrillary tangles in the brain. Determination ofAPOEproteotype/genotype status may aid in clinical evaluation for AD in symptomatic patients and can inform decision-making for optimal treatment pathways.(18-21) In recent clinical trials for amyloid-reducing therapies, the E4 allele showed an association with the development of amyloid-related imaging abnormalities (ARIA): cerebral edema (ARIA-E), and cerebral microhemorrhages (ARIA-H).(3,4) | Amyloid Probability Score 2 (APS2) (range of 0-100): Negative: 0-47 Positive: 48-100 Abeta42/40 Ratio: > or =0.095 Consistent with absence of amyloid plaques Percent p-tau217: <4.2% consistent with absence of brain amyloid plaques ApoE Proteotype E2/E2, E2/E3, E2/E4, E3/E3, E3/E4, E4/E4 -E3 is the most common allele. -E4 allele is associated with increased risk of amyloid plaques. -E2 allele is associated with lower risk of amyloid plaques. | The Amyloid Probability Score 2 (APS2) result is a composite score ranging from 0 to 100 that demonstrates the strongest correlation with brain amyloid pathology compared to the individual biomarkers (amyloid beta [Abeta] 42/40 ratio or percent tau phosphorylated at threonine-217 [%p-tau217]), considered separately. Discordance of the individual biomarkers can occur. Table 1. Amyloid Probability Score and Interpretation APS2 Interpretation 0-47 Negative Consistent with a negative amyloid positron emission tomography (PET) scan; reflects a low likelihood of brain amyloid plaques and is therefore not consistent with a neuropathological diagnosis of Alzheimer disease (AD). 48-100 Positive Consistent with a positive amyloid PET scan; reflects a high likelihood of brain amyloid plaques, one of the neuropathological findings of AD. For apolipoprotein E (ApoE) testing, there are six possible allele combinations for AD risk interpretation. ApoE proteotyping determines which ApoE protein types are present in the submitted sample. The protein types detected determine the presence of E2, E3, and/or E4 alleles, corresponding to the patient'sAPOEgenotype (see Table 2). Table 2. Proteotype Interpretation Proteotype result Corresponding genotype Interpretation ApoE2/ApoE2 APOE2/APOE2 E2/E2homozygous individuals have a significantly decreased risk for AD compared to E3/E3 and E4 carriers. ApoE2/ApoE3 APOE2/APOE3 E2/E3heterozygous individuals have a decreased risk for AD compared to E3/E3, and E4 carriers. ApoE2/ApoE4 APOE2/APOE4 E2/E4heterozygous individuals have an increased risk for AD compared to E3/E3, E2/ E2, and E2/E3 proteotypes/ genotypes. ApoE3/ApoE3 APOE3/APOE3 E3/E3homozygous individuals are most common and have decreased risk for AD com- pared to E4 carriers, and increased risk compared to E2/E2 and E2/ E3 proteotypes/genotypes. ApoE3/ApoE4 APOE3/APOE4 E3/E4heterozygous individuals have an approximately three-fold increased risk for AD compared to E4 noncarriers. ApoE4/ApoE4 APOE4/APOE4 E4/E4homozygous individuals have an approximately eight- to twelve-fold increased risk for AD compared to E4 noncarriers. | This test is not a standalone test; positive or negativeAmyloidProbabilityScore2 (APS2) values alone neither rule in nor rule out a diagnosis of Alzheimer disease (AD). Test results should be used in conjunction with other diagnostic tools such as neurological examination, neurobehavioral tests, imaging, and routine laboratory tests. False-positive and false-negative test results may occur. This test uses interpretive data that were derived from clinical studies in a predominantly White US population of patients with mild cognitive impairment or early dementia. The extent of the differences in results (if any) based on individuals of other racial and ethnic groups has not yet been firmly established. Currently, there is insufficient evidence to support serial testing for the assessment of longitudinal changes in biomarkers, including monitoring response to therapy. The results of other analyte tests using other methodologies cannot be interpreted in the context of the PrecivityAD2 test. Apolipoprotein E This test detects only peptides from E2, E3 and E4 proteins and does not detect peptides from rare apolipoprotein E (ApoE) phenotypes. Although multiple epidemiological studies of diverse ethnic populations have demonstrated increased frequency of the E4 allele in late-onset AD cohorts, the extent of differences in individual risk estimates across different ethnicities has not been established.(22) The E4 allele is neither necessary nor sufficient for the development of AD; thus, ApoE isoform/APOEallele status cannot be used alone for the diagnosis of AD.(18) | 1. Centers for Disease Control and Prevention. Alzheimer's Disease and Related Dementias. CDC; Updated October 26,2020. Accessed March 25, 2024. Available at www.cdc.gov/aging/aginginfo/alzheimers.htm 2. Bird TD. Alzheimer Disease Overview.In: Adam MP, Feldman J, Mirzaa GM, et al., eds.GeneReviews. University of Washington, Seattle; October 23, 1998. Updated December 20, 2018. Accessed March 13, 2024. Available at www.ncbi.nlm.nih.gov/books/NBK1161/ 3. Cummings J, Aisen P, Apostolova LG, Atri A, Salloway S, Weiner M. Aducanumab: Appropriate Use Recommendations. J Prev Alzheimers Dis. 2021;8(4):398-410. doi:10.14283/jpad.2021.41 4. van Dyck CH, Swanson CJ, Aisen P, et al. Lecanemab in early Alzheimer's disease.N Engl J Med. 2023;388(1):9-21. doi:10.1056/NEJMoa2212948 5. Sims JR, Zimmer JA, Evans CD, et al.Donanemab in early symptomatic Alzheimer disease: The TRAILBLAZER-ALZ 2 Randomized Clinical Trial. JAMA. 2023;330(6):512-527. doi:10.1001/jama.2023.13239 6. Alzheimer's Association. Mild Cognitive Impairment (MCI). Accessed July 21, 2023. Available at https://www.alz.org/alzheimers-dementia/what-is-dementia/related_conditions/mild-cognitive-impairment 7. Johnson KA, Minoshima S, Bohnen NI, et al. Update on appropriate use criteria for amyloid PET imaging: dementia experts, mild cognitive impairment, and education. Amyloid Imaging Task Force of the Alzheimer's Association and Society for Nuclear Medicine and Molecular Imaging. Alzheimers Dement. 2013;9(4):e106-e109. doi:10.1016/j.jalz.2013.06.001 8. Shaw LM, Arias J, Blennow K, et al. Appropriate use criteria for lumbar puncture and cerebrospinal fluid testing in the diagnosis of Alzheimer's disease. Alzheimers Dement. 2018;14(11):1505-1521. doi:10.1016/j.jalz.2018.07.220 9. Kirmess KM, Meyer MR, Holubasch MS, et al. The PrecivityAD test: Accurate and reliable LC-MS/MS assays for quantifying plasma amyloid beta 40 and 42 and apolipoprotein E proteotype for the assessment of brain amyloidosis. Clin Chim Acta. 2021;519:267-275. doi:10.1016/j.cca.2021.05.011 10. West T, Kirmess KM, Meyer MR, et al. A blood-based diagnostic test incorporating plasma Abeta42/40 ratio, ApoE proteotype, and age accurately identifies brain amyloid status: findings from a multi cohort validity analysis. Mol Neurodegener. 2021;16(1):30. Published 2021 May 1. doi:10.1186/s13024-021-00451-6 11. Hu Y, Kirmess KM, Meyer MR, et al.Assessment of a plasma amyloid probability score to estimate amyloid positron emission tomography findings among adults with cognitive impairment. JAMA Netw Open. 2022;5(4):e228392. Published 2022 Apr 1. doi:10.1001/jamanetworkopen.2022.8392 12. Meyer MR, Kirmess KM, Eastwood S, et al. Clinical validation of the PrecivityAD2 blood test: A mass spectrometry-based test with algorithm combining %p-tau217 and Abeta42/40 ratio to identify presence of brain amyloid. Alzheimers Dement. Published online March 16, 2024. doi:10.1002/alz.13764 13. Jansen WJ, Janssen O, Tijms BM, et al. Prevalence estimates of amyloid abnormality across the Alzheimer disease clinical spectrum [published correction appears in JAMA Neurol. 2022 Mar 1;79(3):313]. JAMA Neurol. 2022;79(3):228-243. doi:10.1001/jamaneurol.2021.5216 14. Janelidze S, Barthelemy NR, He Y, Bateman RJ, Hansson O. Mitigating the associations of kidney dysfunction with blood biomarkers of Alzheimer disease by using phosphorylated tau to total tau ratios [published correction appears in JAMA Neurol. 2023 Aug 1;80(8):873]. JAMA Neurol. 2023;80(5):516-522. doi:10.1001/jamaneurol.2023.0199 15. Pichet Binette A, Janelidze S, Cullen N, et al. Confounding factors of Alzheimer's disease plasma biomarkers and their impact on clinical performance. Alzheimers Dement. 2023;19(4):1403-1414. doi:10.1002/alz.12787 16. Mahley RW, Rall SC Jr. Apolipoprotein E: far more than a lipid transport protein. Annu Rev Genomics Hum Genet. 2000;1:507-537. doi:10.1146/annurev.genom.1.1.507 17. Verghese PB, Castellano JM, Holtzman DM. Apolipoprotein E in Alzheimer's disease and other neurological disorders. Lancet Neurol. 2011;10(3):241-252. doi:10.1016/S1474-4422(10)70325-2 18. Kim J, Basak JM, Holtzman DM. The role of apolipoprotein E in Alzheimer's disease. Neuron. 2009;63(3):287-303. doi:10.1016/j.neuron.2009.06.026 19. Corder EH, Saunders AM, Strittmatter WJ, et al. Gene dose of apolipoprotein E type 4 allele and the risk of Alzheimer's disease in late onset families.Science. 1993;261(5123):921-923. doi:10.1126/science 20. Saunders AM, Strittmatter WJ, Schmechel D, et al.Association of apolipoprotein E allele epsilon 4 with late-onset familial and sporadic Alzheimer's disease. Neurology. 1993;43(8):1467-1472. doi:10.1212/wnl.43.8.1467 21. Liu CC, Liu CC, Kanekiyo T, Xu H, Bu G. Apolipoprotein E and Alzheimer disease: risk, mechanisms and therapy [published correction appears in Nat Rev Neurol. 2013. doi:10.1038/nmeurol.2013.32. Liu, Chia-Chan [corrected to Liu, Chia-Chen]]. Nat Rev Neurol. 2013;9(2):106-118. doi:10.1038/nrneurol.2012.263 22. Roses AD. Apolipoprotein E alleles as risk factors in Alzheimer's disease. Annu Rev Med. 1996;47:387-400. doi:10.1146/annurev.med.47.1.387 | Plasma specimens undergo immunoprecipitation followed by liquid chromatography tandem mass spectrometry (LC-MS/MS) for the quantification of amyloid beta (Abeta) 42 and Abeta 40 peptide isoform concentrations and phosphorylated and non-phosphorylated tau at amino acid threonine, position 217 (p-tau271 and np-tau217) peptide concentrations. The percent tau phosphorylated at threonine-217 (%p-tau217) is calculated using the following equation: p-tau271/np-tau217*100. A statistical algorithm combines the Abeta42/40 and %p-tau217 to generate the Amyloid Probability Score 2 (APS2).(Meyer MR, Kirmess KM, Eastwood S, et al. Clinical validation of the PrecivityAD2 blood test: A mass spectrometry-based test with algorithm combining %p-tau217 and Abeta42/40 ratio to identify presence of brain amyloid. Alzheimers Dement. Published online March 16, 2024. doi:10.1002/alz.13764) For the identification of apolipoprotein E (ApoE) peptides specific to ApoE2, ApoE3, ApoE4 isoforms, patient specimens undergo immunoprecipitation followed by LC-MS/MS. Specific combinations of 'present' and 'absent' peptides are used to determine ApoE proteotype. | 10 days post sample receipt from MCL | 60 days | C2N Diagnostics has developed and determined the analytical and clinical validity performance characteristics of this Laboratory Developed Test (LDT). This assay has been validated pursuant to CLIA regulations and is used for clinical purposes. This assay has not been cleared or approved by the FDA. | 81599 | PrecivityAD2 Reflex to ApoE | Not Provided | C2RND | Abeta42/40 Ratio Description | Not Provided
PERA | Preeclampsia sFlt-1/PIGF (Soluble fms-Like Tyrosine Kinase 1/ Placental Growth Factor) Ratio, Serum | Aiding in risk assessment of patients with clinical signs and symptoms consistent with development of preeclampsia with severe features This test isnot intended formaking a diagnosis of preeclampsia or preeclampsia with severe features. This test isnota stand-alone test for monitoring of hypertensive disorders of pregnancy or for changing treatment, including medication. | Immunofluorescent Assay (IFA) | Yes | Preeclampsia sFlt-1/PlGF Ratio, S | Serum | Patient Preparation:For 24 hours before specimen collection, the patientshould notreceive intravenous heparin. Supplies:Sarstedt Aliquot Tube, 5 mL (T914) Collection Container/Tube: Preferred:Serum gel Acceptable:Red top Submission Container/Tube: Plastic vial Specimen Volume:0.5 mL Collection Instructions:Centrifuge and aliquot serum into a plastic vial. | 0.3 mL | Preeclampsia (PE) is a complication of pregnancy that affects approximately 5% of women worldwide. Preeclampsia is a serious hypertensive condition occurring at mid-pregnancy. Clinical signs of PE, such as the onset of hypertension, are typically observed after 20 weeks of gestation. Clinically, PE may vary from mild to severe forms, and may require premature delivery. The severe form of PE, which may include symptoms of the life-threatening HELLP (hemolysis, elevated liver enzymes, low platelets) syndrome, occurs in about 20% of women presenting with PE. While early-onset PE (which develops before 34 weeks of gestation) is less prevalent than late-onset PE (which develops at 34 weeks of gestation or later), early onset PE is associated with a greater risk of adverse outcome. Although the cause of PE remains unclear, the syndrome may be initiated by an imbalance of placental factors that induce endothelial dysfunction. Soluble fms-like tyrosine kinase 1 (sFlt-1) and placental growth factor (PIGF) are both associated with placental dysfunction and risk of PE during pregnancy. Women with PE have been reported to have increased circulating concentrations of sFlt-1, an antiangiogenic protein largely produced in the placenta, which is associated with inhibition of vascular endothelial growth factor and PlGF. During pregnancy, PlGF concentrations typically increase progressively in the first and second trimester and then decrease towards full term. In contrast, in cases of clinical PE, sFlt-1 concentrations are significantly increased versus concentrations observed in normal pregnancies, while concentrations of circulating free PlGF are significantly decreased relative to normal pregnancy. The use of the sFlt-1/PIGF ratio has been shown to be a useful tool to aid in risk assessment of patients with clinical signs and symptoms consistent with development of PE with severe features (asdefined by American College of Obstetricians and Gynecologists guidelines)(1).Based on the data collected during the PRAECIS clinical study, the prognostic performance of the sFlt-1/PIGF ratio using a ratio cut-off of 40 (where if the ratio is greater than or equal to 40, there is a high risk for progression to PE with severe features), exhibited a sensitivity of 94%, and specificity of 75% for the development of PE with severe features within 2 weeks. The performance of the sFlt-1/PlGF ratio to predict development of PE with severe features within two weeks was statistically higher than the prognostic performance of other commonly used clinical (highest systolic blood pressure, highest diastolic blood pressure) and laboratory (eg,aspartate aminotransferase,alanine aminotransferase, creatinine, and platelets) markers associated with PE. | <40 | A sFlt-1/PlGF (soluble fms-like tyrosine kinase 1/placental growth factor)ratio will be reported as a unitless whole number. sFlt-1 and PlGF concentrations will not be individually reported. The sFlt-1/PlGF ratio is indicated to be used as an aid in the management of the patient and are prognostic assays intended to stratify hospitalized patients in two risk groups (low risk and high risk of progression to preeclampsia with severe features within two weeks from presentation). If the result of the sFlt-1/PlGF ratio is greater than or equal to 40, the pregnant woman is at high risk for progression to preeclampsia with severe features within 2 weeks of presentation. If the result of the sFlt-1/PlGF ratio is less than 40, the pregnant woman is at low risk for progression to preeclampsia with severe features within 2 weeks of presentation. The sFlt-1/PlGF ratio results should be used in conjunction with information available from clinical evaluations and other standard of care procedures. The test result is not to be used to replace clinical judgement. The clinical management should be dependent on the patient's healthcare provider's recommendations as inferred from their clinical status. Therefore, the test results should not be used as a deciding factor to change management plans, and especially not for decisions of pregnancy delivery or for patient discharge from hospital. | B·R·A·H·M·S PIGF (placental growth factor) plus KRYPTOR must be run in conjunction with B·R·A·H·M·S sFlt-1 (soluble fms-like tyrosine kinase 1) KRYPTOR, and the same patient sample must be used to run both assays. Use of another manufacturer's assays may result in significantly different results. ThesFlt-1/PlGF ratioshould not be used for a woman with a multiple pregnancy because the safety and effectiveness of the assay has not been established in women pregnant with multiple fetuses (twins, triplets, etc). ThesFlt-1/PlGF ratioshould not be used for a woman receiving intravenous heparin for 24 hours prior to testing because the safety and effectiveness of the assay has not been established in such cases. ThesFlt-1/PlGF ratioshould not be used for women receiving exogenous PlGF-2 or PlGF-3 for therapeutic use at concentrations higher than 100 pg/mL because the safety and effectiveness of the assay has not been established in such cases. However, in samples with equal concentrations of PIGF-1 and PIGF-2, the measurement of PIGF-1 was relatively unaffected. The results of the test are not intended to inform the healthcare provider whether to change treatment, including medication or hospitalization. In rare cases, some individuals can develop antibodies to mouse or other animal antibodies (often referred to as human anti-mouse antibodies [HAMA] or heterophile antibodies), which may cause interference in some immunoassays. Caution should be used in interpretation of results, and the laboratory should be alerted if the result does not correlate with the clinical presentation. | 1. Gestational Hypertension and Preeclampsia: ACOG Practice Bulletin, Number 222. Obstet Gyneco. 2020;135(6):e237-e260 2. Thadhani R, Lemoine E, Rana S, et al. Circulating angiogenic factor levels in hypertensive disorders of pregnancy. NEJM. 2022;1(12).doi:10.1056/EVIDoa2200161 3. Zeisler H, Llurba E, Chantraine F, et al.Predictive value of the sFlt-1:PlGF ratio in women with suspected preeclampsia. N Engl J Med. 2016;374(1):13-22. doi:10.1056/NEJMoa1414838 4. Dathan-Stumpf A, Rieger A, Verlohren S, Wolf C, Stepan H. sFlt-1/PlGF ratio for prediction of preeclampsia in clinical routine: A pragmatic real-world analysis of healthcare resource utilisation. PLoS One. 2022;17(2):e0263443. Published 2022 Feb 24. doi:10.1371/journal.pone.0263443 | The B·R·A·H·M·S sFlt-1 (soluble fms-like tyrosine kinase 1)KRYPTOR and B·R·A·H·M·S PlGF (placental growth factor)plus KRYPTOR are homogeneous sandwich immunoassays for detection of sFlt-1 or PIGF, respectively, in human serum. The measuring principle is based on time-resolved amplified cryptate emission (TRACETM) technology, which measures the signal that is emitted from an immunocomplex with time delay. When the sample is excited with a nitrogen laser at 337 nm, the donor (eg, cryptate) emits a long-life fluorescent signal in the millisecond range (eg, at 620 nm), while the acceptor (eg, XL) generates a short-life signal in the nanosecond-range (eg, at 707 nm). When the two components are bound in an immunocomplex, both the signal amplification and the prolongation of the life span of the acceptor signal occur at 707 nm, so that it can be measured over microseconds. Signal detection is delayed by 50 microseconds to isolate the long signal emitted by immunocomplex from short signals of unbound fluorophores. This long-lived signal, which is proportional to the concentration of the analyte of interest is measured by selecting the spectral and temporal information.(Package inserts: BRAHMS sFlt-1 Kryptor. Thermo Fisher Scientific BRAHMS LLC; Version 1.Ous, 05/2023; BRAHMS PlGF PLUS Kryptor. Thermo Fisher Scientific BRAHMS LLC; Version R2.Ous, 09/2023) | 1 to 3 days | 2 weeks | This test has been cleared, approved, or is exempt by the US Food and Drug Administration and is used per manufacturer's instructions. Performance characteristics were verified by Mayo Clinic in a manner consistent with CLIA requirements. | 83520 x 2 | Preeclampsia sFlt-1/PlGF Ratio, S | 74757-6 | PERAT | sFlt-1/PlGF Ratio | 74757-6
PGN | Pregabalin, Serum | Monitoring serum pregabalin (Lyrica) concentrations, assessing compliance, and adjusting dosage in patients | Liquid Chromatography Tandem Mass Spectrometry (LC-MS/MS) | Yes | Pregabalin, S | Serum | Collection Container/Tube:Red top Submission Container/Tube:Plastic vial Specimen Volume:1 mL Collection Instructions: 1. Collect specimen immediately before next scheduled dose. 2. Centrifuge and aliquot serum into plastic vial within 2 hours of collection. | 0.5 mL | Pregabalin (Lyrica) is an anticonvulsant drug used to treat partial seizures in patients and is a more potent successor to gabapentin. Pregabalin is commonly used for neuropathic pain and fibromyalgia. This test can be used by healthcare providers to assess compliance and may be clinically useful in patients with kidney failure who generally require lower dosages. Therapeutic and toxic ranges are not well defined. Therapeutic concentrations are reportedly from 2 to 5 mcg/mL, while toxicity may occur at concentrations above 10 mcg/mL. | 2.0-5.0 mcg/mL | The serum concentration should be interpreted in the context of the patient's clinical response and other clinical tests. This may provide useful information for patients showing poor response, noncompliance, or adverse effects. Toxicity can occur with concentrations greater or equal to 10 mcg/mL. | This test cannot be performed on whole blood. | 1. Baselt R: Disposition of Toxic Drugs and Chemicals in Man. 10th ed. Biomedical Publications; 2014 2. Hiemke C, Bergemann N, Clement HW, et al: Consensus guidelines for therapeutic drug monitoring in neuropsychopharmacology: Update 2017. Pharmacopsychiatry, 2018 Jan;51(1-02):9-62 | Samples are extracted with analyte detection by mass spectrometry.(Unpublished Mayo method) | 2 to 7 days | 14 days | This test was developed and its performance characteristics determined by Mayo Clinic in a manner consistent with CLIA requirements. It has not been cleared or approved by the US Food and Drug Administration. | 80299 | Pregabalin, S | 47414-8 | 65119 | Pregabalin, S | 47414-8
17PRN | Pregnenolone and 17-Hydroxypregnenolone, Serum | An ancillary test for congenital adrenal hyperplasia (CAH), particularly in situations in which a diagnosis of both 21- and 11-hydroxylase deficiency have been ruled out Confirming a diagnosis of 3-beta-hydroxysteroid dehydrogenase deficiency and 17-alpha-hydroxylase deficiency As part of a battery of tests to evaluate women with hirsutism or infertility; both can result from adult-onset CAH | Liquid Chromatography Tandem Mass Spectrometry (LC-MS/MS) Portions of this test are covered by patents held by Quest Diagnostics | Yes | Pregnenolone and 17-OH Pregnenolone | For more information seeSteroid Pathways. | Supplies:Sarstedt Aliquot Tube, 5 mL (T914) Collection Container/Tube: Preferred:Red top Acceptable:Serum gel Submission Container/Tube:Plastic vial Specimen Volume:1 mL Collection Instructions:Centrifuge and aliquot serum into a plastic vial. | 0.5 mL | Congenital adrenal hyperplasia (CAH) is caused by inherited defects in steroid biosynthesis. Deficiencies in several enzymes can cause CAH, including 21-hydroxylase (CYP21A2variants; 90% of cases), 11-hydroxylase (CYP11A1variants; 5%-8%), 3-beta-hydroxysteroid dehydrogenase (3-beta-HSD) (HSD3B2variants; <5%), and 17-alpha-hydroxylase (CYP17A1variants; 125 cases reported to date). The resulting hormone imbalances (reduced glucocorticoids and mineralocorticoids; and elevated steroid intermediates and androgens) can lead to life-threatening, salt-wasting crises in the newborn period and incorrect gender assignment of virilized females. The adrenal glands, ovaries, testes, and placenta produce steroid intermediates, which are hydroxylated at position 21 (by 21-hydroxylase) and position 11 (by 11-hydroxylase) to produce cortisol. Deficiency of either 21-hydroxylase or 11-hydroxylase results in decreased cortisol synthesis and loss of feedback inhibition of adrenocorticotropic hormone (ACTH) secretion. The consequent increased pituitary release of ACTH drives increased production of steroid intermediates. The steroid intermediates are oxidized at position 3 by 3-beta-HSD. The 3-beta-HSD enzyme allows formation of 17-hydroxyprogesterone (17-OHPG) from 17-hydroxypregnenolone and progesterone from pregnenolone. When 3-beta-HSD is deficient, cortisol is decreased, 17-hydroxypregnenolone and pregnenolone levels may increase, and 17-OHPG and progesterone levels, respectively, are low. Dehydroepiandrosterone is also converted to androstenedione by 3-beta-HSD and may be elevated in patients affected with 3-beta-HSD deficiency. The best screening test for CAH, most often caused by either 21- or 11-hydroxylase deficiency, is the analysis of 17-OHPG (along with cortisol and androstenedione). CAH21 / Congenital Adrenal Hyperplasia (CAH) Profile for 21-Hydoxylase Deficiency, Serum allows the simultaneous determination of these 3 analytes. Alternately, these tests may be ordered individually: OHPG / 17-Hydroxyprogesterone, Serum; CINP / Cortisol, Mass Spectrometry, Serum; and ANST / Androstenedione, Serum. If both 21- and 11-hydroxylase deficiency have been ruled out, analysis of 17-hydroxypregnenolone and pregnenolone may be used to confirm the diagnosis of 3-beta-HSD or 17-alpha-hydroxylase deficiency. For more information seeSteroid Pathways. | PREGNENOLONE CHILDREN/ADOLESCENTS* Males 0-6 years: Not established 7-9 years: <206 ng/dL 10-12 years: <152 ng/dL 13-15 years: 18-197 ng/dL 16-17 years: 17-228 ng/dL Tanner Stages Stage I: <157 ng/dL Stage II: <144 ng/dL Stage III: <215 ng/dL Stage IV-V: 19-201 ng/dL Females 0-6 years: Not established 7-9 years: <151 ng/dL 10-12 years: 19-220 ng/dL 13-15 years: 22-210 ng/dL 16-17 years: 22-229 ng/dL Tanner Stages Stage I: <172 ng/dL Stage II: 22-229 ng/dL Stage III: 34-215 ng/dL Stage IV-V: 26-235 ng/dL ADULTS > or =18 years: 33-248 ng/dL 17-HYDROXYPREGNENOLONE CHILDREN/ADOLESCENTS* Males Premature (26-28 weeks): 1,219-9,799 ng/dL Premature (29-36 weeks): 346-8,911 ng/dL Full term (1-5 months): 229-3,104 ng/dL 6 months-364 days: 221-1,981 ng/dL 1-2 years: 35-712 ng/dL 3-6 years: <277 ng/dL 7-9 years: <188 ng/dL 10-12 years: <393 ng/dL 13-15 years: 35-465 ng/dL 16-17 years: 32-478 ng/dL Tanner Stages Stage I: <209 ng/dL Stage II: <356 ng/dL Stage III: <451 ng/dL Stage IV-V: 35-478 ng/dL Females Premature (26-28 weeks): 1,219-9,799 ng/dL Premature (29-36 weeks): 346-8,911 ng/dL Full term (1-5 months): 229-3,104 ng/dL 6 months-364 days: 221-1,981 ng/dL 1-2 years: 35-712 ng/dL 3-6 years: <277 ng/dL 7-9 years: <213 ng/dL 10-12 years: <399 ng/dL 13-15 years: <408 ng/dL 16-17 years: <424 ng/dL Tanner Stages Stage I: <236 ng/dL Stage II: <368 ng/dL Stage III: <431 ng/dL Stage IV-V: <413 ng/dL ADULTS Males > or =18 years: 55-455 ng/dL Females > or =18 years: 31-455 ng/dL *Kushnir MM, Rockwood AL, Roberts WL, et al. Development and performance evaluation of a tandem mass spectrometry assay for 4 adrenal steroids. Clin Chem. 2006;52(8):1559-1567 To convert to nmol/L, multiply the value in ng/dL by 0.03159757. | The diagnosis and differential diagnosis of congenital adrenal hyperplasia (CAH) always require the measurement of several steroids. Patients with CAH due to steroid 21-hydroxylase gene (CYP21A2) variants usually have very high levels of androstenedione, often 5-fold to 10-fold elevations. 17-Hydroxyprogesterone (17-OHPG) levels are usually even higher, while cortisol levels are low or undetectable. All 3 analytes should be tested. For theHSD3B2variant, cortisol, 17-OHPG, and progesterone levels will be decreased; 17-hydroxypregnenolone, pregnenolone, and DHEA levels will be increased. In the much less commonCYP11A1variant, androstenedione levels are elevated to a similar extent as seen inCYP21A2variant, and cortisol also is low, but 17-OHPG is only mildly, if at all, elevated. In the very rare 17-hydroxylase deficiency, androstenedione, all other androgen-precursors (17-alpha-hydroxypregnenolone, 17-OHPG, dehydroepiandrosterone sulfate), androgens (testosterone, estrone, estradiol), and cortisol are low, while production of mineral corticoid and its precursors (particularly pregnenolone, 11-dexycorticosterone, corticosterone, and 18-hydroxycorticosterone) are increased. For more information seeSteroid Pathways. | No significant cautionary statements | 1. Wudy SA, Hartmann M, Svoboda M. Determination of 17-hydroxyprogesterone in plasma by stable isotope dilution/benchtop liquid chromatography-tandem mass spectrometry. Horm Res. 2000;53(2):68-71 2. Therrell BL. Newborn screening for congenital adrenal hyperplasia. Endocrinol Metab Clin North Am. 2001;30(1):15-30 3. Bachega TA, Billerbeck AE, Marcondes JA, et al. Influence of different genotypes on 17-hydroxyprogesterone levels in patients with nonclassical congenital adrenal hyperplasia due to 21-hydroxylase deficiency. Clin Endocrinol. 2000;52(5):601-607 4. Kao PC, Machacek DA, Magera MJ, at al. Diagnosis of adrenal cortical dysfunction by liquid chromatography-tandem mass spectrometry. Ann Clin Lab Sci. 2001;31(2):199-204 5. Sciarra F, Tosti-Croce C, Toscano V. Androgen-secreting adrenal tumors. Minerva Endocrinol. 1995;20(1):63-68 6. Collett-Solberg PF. Congenital adrenal hyperplasia: from genetics and biochemistry to clinical practice, part I. Clin Pediatr (Phila). 2001:40(1):1-16 7. Chormanski D, Muzio MR. C 17 hydroxylase deficiency. In: StatPearls [Internet]. Treasure Island (FL): StatPearls Publishing LLC; 2021. Updated January 3, 2023. Accessed May 29, 2024. Available at www.ncbi.nlm.nih.gov/books/NBK546644/ | Deuterium-labeled internal standards (pregnenolone-d4 and 17-hydroxypregnenolone-d3) are added to each sample. Pregnenolone, 17-hydroxypregnenolone, and the internal standards are extracted from the sample using solid-phase extraction. The extracts are washed, dried under nitrogen, then derivatized using hydroxylamine, and analyzed by liquid chromatography tandem mass spectrometry. The mass spectrometer has an electrospray interface and is operated in the multiple-reaction monitoring positive mode. A 7-point standard curve is extracted and derivatized with each batch of samples.(Unpublished Mayo method) | 3 to 7 days | 14 days | This test was developed and its performance characteristics determined by Mayo Clinic in a manner consistent with CLIA requirements. It has not been cleared or approved by the US Food and Drug Administration. | 84140-Pregnenolone84143-17-Hydroxypregnenolone | Pregnenolone and 17-OH Pregnenolone | In Process | 88645 | Pregnenolone, S | 2837-3
PREGN | Pregnenolone, Serum | An ancillary test for congenital adrenal hyperplasia, particularly in situations in which a diagnosis of both 21- and 11-hydroxylase deficiency have been ruled out Confirming a diagnosis of 3-beta-hydroxy dehydrogenase deficiency | Liquid Chromatography Tandem Mass Spectrometry (LC-MS/MS) | Yes | Pregnenolone, S | For more information seeSteroid Pathways. | Supplies:Sarstedt Aliquot Tube, 5 mL (T914) Collection Container/Tube: Preferred:Red top Acceptable:Serum gel Submission Container/Tube:Plastic vial Specimen Volume:1 mL Collection Instructions: 1. Within 2 hours of collection, serum gel tubes should be centrifuged . 2. Within 2 hours of collection, red-top tubes should be centrifuged, and the serum aliquoted into a plastic vial. | 0.5 mL | Congenital adrenal hyperplasia (CAH) is caused by inherited defects in steroid biosynthesis. Deficiencies in several enzymes can cause CAH, including 21-hydroxylase (CYP21A2variants; 90% of cases), 11-hydroxylase (CYP11A1variants; 5%-8%), 3-beta-hydroxysteroid dehydrogenase (3-beta-HSD) (HSD3B2variants; <5%), and 17-alpha-hydroxylase (CYP17A1variants; 125 cases reported to date). The resulting hormone imbalances (reduced glucocorticoids and mineralocorticoids; elevated steroid intermediates and androgens) can lead to life-threatening, salt-wasting crises in the newborn period and incorrect gender assignment of virilized females. The adrenal glands, ovaries, testes, and placenta produce steroid intermediates, which are hydroxylated at the position 21 (by 21-hydroxylase) and position 11 (by 11-hydroxylase) to produce cortisol. Deficiency of either 21-hydroxylase or 11-hydroxylase results in decreased cortisol synthesis and loss of feedback inhibition of adrenocorticotropic hormone (ACTH) secretion. The consequent increased pituitary release of ACTH drives increased production of steroid intermediates. The steroid intermediates are oxidized at position 3 by 3-beta-HSD. The 3-beta-HSD enzyme allows formation of 17-hydroxyprogesterone (17-OHPG) from 17-hydroxypregnenolone and progesterone from pregnenolone. When 3-beta-HSD is deficient, cortisol is decreased, 17-hydroxypregnenolone and pregnenolone levels may increase, and 17-OHPG and progesterone levels are low. Dehydroepiandrosterone is also converted to androstenedione by 3-beta-HSD and may be elevated in patients affected with 3-beta-HSD deficiency. The best screening test for CAH, most often caused by either 21- or 11-hydroxylase deficiency, is the analysis of 17-OHPG, along with cortisol and androstenedione. CAH21 / Congenital Adrenal Hyperplasia (CAH) Profile for 21-Hydroxylase Deficiency, Serum allows the simultaneous determination of these 3 analytes. Alternatively, these tests may be ordered individually: OHPG / 17-Hydroxyprogesterone, Serum; CINP / Cortisol, Mass Spectrometry, Serum; and ANST / Androstenedione, Serum. If both 21- and 11-hydroxylase deficiency have been ruled out, analysis of 17-hydroxypregnenolone and pregnenolone may be used to confirm the diagnosis of 3-beta-HSD or 17-alpha-hydroxylase deficiency. For more information seeSteroid Pathways. | CHILDREN/ADOLESCENTS* Males 0-6 years: Not established 7-9 years: <206 ng/dL 10-12 years: <152 ng/dL 13-15 years: 18-197 ng/dL 16-17 years: 17-228 ng/dL Tanner Stages Stage I: <157 ng/dL Stage II: <144 ng/dL Stage III: <215 ng/dL Stage IV-V: 19-201 ng/dL Females 0-6 years: Not established 7-9 years: <151 ng/dL 10-12 years: 19-220 ng/dL 13-15 years: 22-210 ng/dL 16-17 years: 22-229 ng/dL Tanner Stages Stage I: <172 ng/dL Stage II: 22-229 ng/dL Stage III: 34-215 ng/dL Stage IV-V: 26-235 ng/dL *Kushnir MM, Rockwood AL, Roberts WL, et al. Development and performance evaluation of a tandem mass spectrometry assay for 4 adrenal steroids. Clin Chem. 2006;52(8):1559-1567 ADULTS > or =18 years: 33-248 ng/dL To convert to nmol/L, multiply the value in ng/dL by 0.03159757. | The diagnosis and differential diagnosis of congenital adrenal hyperplasia (CAH) always require the measurement of several steroids. Patients with CAH due to steroid 21-hydroxylase gene (CYP21A2) variants usually have very high levels of androstenedione, often 5-fold to 10-fold elevations. 17-Hydroxyprogesterone (17-OHPG) levels are usually even higher, while cortisol levels are low or undetectable. All 3 analytes should be tested. For theHSD3B2variant, cortisol, 17-OHPG, and progesterone levels will be decreased; 17-hydroxypregnenolone, pregnenolone, and dehydroepiandrosterone (DHEA) levels will be increased. In the much less commonCYP11A1variant, androstenedione levels are elevated to a similar extent as inCYP21A2variant, and cortisol is also low, but OHPG is only mildly, if at all, elevated. In the very rare 17-alpha-hydroxylase deficiency, androstenedione, all other androgen-precursors (17-alpha-hydroxypregnenolone, OHPG, dehydroepiandrosterone sulfate), androgens (testosterone, estrone, estradiol), and cortisol are low, while production of mineral corticoid and its precursors (particularly pregnenolone, 11-dexycorticosterone, corticosterone, and 18-hydroxycorticosterone) are increased. For more information seeSteroid Pathways. | No significant cautionary statements | 1. Wudy S A, Hartmann M, Svoboda M.Determination of 17-hydroxyprogesterone in plasma by stable isotope dilution/benchtop liquid chromatography-tandem mass spectrometry.Horm Res. 2000;53(2):68-71 2. Therrell BL. Newborn screening for congenital adrenal hyperplasia. Endocrinol Metab Clin North Am. 2001:30(1):15-30 3. Bachega TA, Billerbeck AE, Marcondes JA, et al. Influence of different genotypes on 17-hydroxyprogesterone levels in patients with nonclassical congenital adrenal hyperplasia due to 21-hydroxylase deficiency. Clin Endocrinol (Oxf). 2000:52(5):601-607 4. Kao P, Machacek DA, Magera MJ at al. Diagnosis of adrenal cortical dysfunction by liquid chromatography-tandem mass spectrometry. Ann Clin Lab Sci. 2001;31(2):199-204 5. Sciarra F, Tosti-Croce C, Toscano V. Androgen-secreting adrenal tumors. Minerva Endocrinol. 1995:20(1):63-68 6. Collett-Solberg PF. Congenital adrenal hyperplasia: from genetics and biochemistry to clinical practice, Part 1. Clin Pediatr (Phila). 2001:40(1):1-16 7.Chormanski D, Muzio MR. C 17 hydroxylase deficiency. In: StatPearls [Internet]. StatPearls Publishing; 2021. Updated January 3, 2023. Accessed May 29, 2024. Available at www.ncbi.nlm.nih.gov/books/NBK546644/ | Deuterium-labeled internal standards (pregnenolone-d4 and 17-hydroxypregnenolone-d3) are added to each sample. Pregnenolone and the internal standards are extracted from the sample using solid phase extraction. The extracts are washed, dried under nitrogen, derivatized using hydroxylamine, and analyzed by liquid chromatography tandem mass spectrometry. The mass spectrometer has an electrospray interface and is operated in the multiple-reaction monitoring positive mode. A 7-point standard curve is extracted and derivatized with each batch of samples.(Unpublished Mayo method) | 3 to 7 days | 14 days | This test was developed and its performance characteristics determined by Mayo Clinic in a manner consistent with CLIA requirements. It has not been cleared or approved by the US Food and Drug Administration. | 84140 | Pregnenolone, S | 2837-3 | 88645 | Pregnenolone, S | 2837-3
PADF | Prenatal Aneuploidy Detection, FISH | Screening for chromosomal aneuploidiesof chromosomes 13, 18, 21, X, and Y in prenatal specimens | Fluorescence In Situ Hybridization (FISH) | Yes | Prenatal Aneuploidy Detection, FISH | This test includes a charge for the probe application, analysis, and professional interpretation of results for one probe set (2 individual fluorescence in situ hybridization probes). Additional charges will be incurred for additional probe sets performed.Analysis charges will be incurred based on the number of cells analyzed per probe set. If no cells are available for analysis, no analysis charges will be incurred. | Submit only 1 of the following specimens: Preferred: Specimen Type:Amniotic fluid Container/Tube:Amniotic fluid container Specimen Volume:20 to 25 mL Collection Instructions: 1. Optimal timing for specimen collection is during 14 to 18 weeks of gestation, but specimens collected at other weeks of gestation are also accepted. Provide gestational age at the time of amniocentesis. 2. Discard the first 2 mL of amniotic fluid. 3. If ordering with CMAP / Chromosomal Microarray, Prenatal, Amniotic Fluid/Chorionic Villus Sampling, submit a minimum of 12 mL. 4. If ordering with CHRAF / Chromosome Analysis, Amniotic Fluid, submit a minimum of 12 mL. 5. If ordering with both CMAP and CHRAF, then submit a minimum of 26 mL. Additional Information: 1. Unavoidably, about 1% to 2% of mailed-in specimens are not viable. 2. Bloody specimens are undesirable. 3. If the specimen does not grow in culture, you will be notified within 7 days of receipt. Acceptable: Specimen Type:Chorionic villi Supplies:CVS Media (RPMI) and Small Dish (T095) Container/Tube:15-mL tube containing 15 mL of transport media Specimen Volume:20 to 30 mg Collection Instructions: 1. Collect specimen by the transabdominal or transcervical method. 2. Transfer chorionic villito a Petri dish containing transport medium (Such asCVS Media (RPMI) and Small Dish). 3. Using a stereomicroscope and sterile forceps, assess the quality and quantity of the villi and remove any blood clots and maternal decidua. 4. If ordering with CMAP / Chromosomal Microarray, Prenatal, Amniotic Fluid/Chorionic Villus Sampling, submit a minimum of 12 mg. 5. If ordering with CHRCV / Chromosome Analysis, Chorionic Villus Sampling, submit a minimum of 12 mg. 6. If ordering with both CMAP and CHRCV, then submit a minimum of 26 mg. | Amniotic fluid: 2 mL; Chorionic villi: 2 mg | Up to 95% of chromosomal abnormalities diagnosed prenatally involve aneuploidy (gain or loss of whole chromosome) of chromosomes 13, 18, 21, X, and Y. In liveborn infants, about 8 to 1000 have a major chromosome anomaly, of which 6.5 to 1000 involve aneuploidy of the 5 chromosomes analyzed by this test. Therefore, aneuploidy of chromosomes 13, 18, 21, X, and Y accounts for 81% to 95% of major chromosome anomalies in liveborn infants. Techniques to detect aneuploidy include standard chromosome analysis and fluorescence in situ hybridization (FISH). Standard chromosome analysis from amniotic fluid cells or chorionic villi requires 5 to 9 days for culture, harvest, and analysis. FISH, which uses DNA probes and can be performed on cultured and uncultured cells, can rapidly detect aneuploidy of 13, 18, 21, X, and Y in uncultured amniotic fluid cells or chorionic villi. FISH-based analysis may be helpful in medically urgent evaluations of newborn infants suspected to have aneuploidy of any of these chromosomes. | An interpretive report will be provided. | When no significant abnormalities are detected by the targeted fluorescence in situ hybridization (FISH) probes, a simple descriptive interpretation is provided. When abnormal results are detected, a detailed interpretation is given, including an overview of the results and of their significance, a correlation to available clinical information, recommendations for additional testing, and contact information for the laboratory if there are additional questions. A normal result does not rule out the possibility of birth defects, such as those caused by non-targeted chromosome abnormalities, submicroscopic cytogenetic abnormalities, pathogenic molecular variants, and environmental factors (ie, teratogen exposure). For these reasons, clinicians should inform their patients of the technical limitations of FISH analysis before the procedure is performed, so that patients may make an informed decision about pursuing the procedure. It is recommended that a qualified professional in Medical Genetics communicate all results to the patient. | The use of these probes has been approved by the US Food and Drug Administration as a stand-alone test. However, we recommend that complete chromosome analysis(CHRAF / Chromosome Analysis, Amniotic Fluid or CHRCV / Chromosome Analysis, Chorionic Villus Sampling) or chromosomal microarray (CMAP /Chromosomal Microarray, Prenatal, Amniotic Fluid/Chorionic Villus Sampling)be performed in conjunction with thisfluorescence in situ hybridization (FISH) test.In cases where the FISH analysis is normal, a chromosome analysis or chromosomal microarray allows for the potential identification of more complex abnormalities and the less common numeric abnormalities of other chromosomes. In cases where the FISH study is abnormal, chromosome analysis can determine whether the abnormality is due to aneuploidy or a complex structural abnormality, allowing for recurrence risk information for the family. Low levels of mosaicism involving chromosomes 13, 18, 21, X, or Y may not be detected by this procedure. Interfering factors: -Inadequate amount of specimen may not permit adequate analysis -Exposure of the specimen to temperature extremes(freezing or greater than 30 degrees C)may kill cells and interfere with attempts to culture cells -Improper packaging may result in broken, leaky, and contaminated specimens during transport -Transport time should not exceed 2 days -Contamination by maternal cells may interfere with attempts to culture cells and may cause interpretive problems | 1.Committee opinion No.682 summary: Microarrays and next-generation sequencing technology: The use of advanced genetic diagnostic tools in obstetrics and gynecology. Obstet Gynecol. 2016;128(6):1462-1463 2. American College of Obstetricians and Gynecologists. (2007). ACOG Practice Bulletin No. 88, December 2007. Invasive prenatal testing for aneuploidy. Obstet Gynecol. 2007;110(6):1459-1467 3. Ward BE, Gersen SL, Carelli MP, et al. Rapid prenatal diagnosis of chromosomal aneuploidies by fluorescence in situ hybridization: Clinical experience with 4,500 specimens. Am J Hum Genet. 1993;52(5):854-865 4. Sheets KB, Crissman BG, Feist CD, et al. Practice guidelines for communicating a prenatal or postnatal diagnosis of Down syndrome: recommendations of the national society of genetic counselors. J Genet Couns. 2011;20(5):432-444 | This test is performed using probes for the centromere regions of chromosome X (DXZ1), Y (DYZ3), and 18 (D18Z1), and locus-specific probes for 13q14 and 21q22. For each probe set, 2 technologists independently analyze 50 interphase nuclei (100 total). Aneuploidy of chromosomes 13, 18, 21, X, and Y is reported.(Unpublished Mayo method) | 3 to 4 days | Amniotic fluid: Discarded 14 days after results reported; Chorionic villi: Not retained | This test was developed and its performance characteristics determined by Mayo Clinic in a manner consistent with CLIA requirements. It has not been cleared or approved by the US Food and Drug Administration. | 88271 x 2, 88291-DNA probe, each (first probe set), Interpretation and report88271 x 2-DNA probe, each; each additional probe set (if appropriate)88271 x 1-DNA probe, each; coverage for sets containing 3 probes (if appropriate)88271 x 2-DNA probe, each; coverage for sets containing 4 probes (if appropriate)88271 x 3-DNA probe, each; coverage for sets containing 5 probes (if appropriate)88274 w/modifier 52-Interphase in situ hybridization, <25 cells, each probe set (if appropriate)88274-Interphase in situ hybridization, 25 to 99 cells, each probe set (if appropriate)88275-Interphase in situ hybridization, 100 to 300 cells, each probe set (if appropriate) | Prenatal Aneuploidy Detection, FISH | 57317-0 | 53861 | Disclaimer | 62364-5
PHSP | Prenatal Hepatitis Evaluation, Serum | Screening pregnant women for chronic hepatitis Band hepatitis C in primary care settings, with or without risk factors for hepatitis C Determining the level of infectivity of chronic hepatitis B in pregnant women This test isnot useful fordiagnosis of hepatitis B during the "window period" of acute hepatitis B virus infection (ie, after disappearance of hepatitis B surface antigen and prior to appearance of hepatitis B surface antibody). This testshould not be usedas a screening test for hepatitis C in blood or human cells/tissue donors. This test profile isnot useful fordetection or diagnosis of acute hepatitis C virus (HCV) in pregnancy, since HCV antibodies may not be detectable until after 2 months following exposure, and HCV RNA testing is not performed on specimens with negative HCV antibody screening test results. | Electrochemiluminescence Immunoassay (ECLIA) | Yes | Prenatal Hepatitis Evaluation | If the hepatitis B virus surface antigen(HBsAg)result is reactive, then HBsAg confirmationtestingwill be performed at an additional charge. If the HBsAg confirmation resultis positive, then HBe Ag and HBe antibody testing will be performedat an additional charge. | Patient Preparation:For 24 hours before specimen collection, patient shouldnottake multivitamins or dietary supplements (eg, hair, skin, and nail supplements) containing biotin (vitamin B7). Collection Container/Tube:Serum gel(red-top tubes arenot acceptable) Submission Container/Tube:Plastic vial Specimen Volume:2.2 mL Collection Instructions: 1. Centrifuge blood collection tube per manufacturer's instructions (eg, centrifuge and aliquot within 2 hours of collection for BD Vacutainer tubes). 2. Aliquot serum into a plastic vial and ship frozen (preferred). | 1.6 mL | Hepatitis B: Hepatitis B virus (HBV) is a DNA virus that is endemic throughout the world. The infection is spread primarily through percutaneous contact with infected blood products (ie, blood transfusion, sharing of needles among injection drug users). The virus is found in virtually every type of human body fluid and is spread through oral and genital contact. HBV can be transmitted from mother to child during delivery through contact with blood and vaginal secretions; it is not commonly transmitted transplacentally. Infection of the infant can occur if the mother is a chronic hepatitis B surface antigen carrier or has an acute HBV infection at the time of delivery. Transmission is rare if an acute infection occurs in either the first or second trimester of pregnancy. After a course of acute illness, HBV persists in about 10% of patients who were infected during adulthood. Some carriers are asymptomatic, while others may develop chronic liver disease, including cirrhosis and hepatocellular carcinoma. Hepatitis C: Hepatitis C virus (HCV) is an RNA virus recognized as the cause of most cases of posttransfusion hepatitis and is a significant cause of morbidity and mortality worldwide. In the United States, HCV infection is quite common, with an estimated 3.5 to 4 million chronic HCV carriers. Laboratory testing for HCV infection usually begins by screening for the presence of HCV-specific antibodies in serum, using an US Food and Drug Administration approved screening test. Specimens that are repeatedly reactive by screening tests should be confirmed with HCV tests with higher specificity, such as direct detection of HCV RNA by reverse transcriptase-polymerase chain reaction or HCV-specific antibody confirmatory tests. HCV antibodies are usually not detectable during the first 2 months following infection but are usually detectable by the late convalescent stage (>6 months after onset) of infection. These antibodies neither neutralize the virus nor provide immunity against this viral infection. Decrease in the HCV antibody level in serum may occur following resolution of infection. Current serologic screening tests to detect HCV antibodies include enzyme and chemiluminescence immunoassays. Despite the value of serologic tests to screen for HCV infection, several limitations of serologic testing exist: -There may be a long delay (up to 6 months) between exposure to the virus and the development of detectable HCV-specific antibodies -False-reactive screening test results can occur -A reactive screening test result does not distinguish between past (resolved) and present HCV infection -Serologic tests cannot provide information on clinical response to anti-HCV therapy Reactive screening test results should be followed by a supplemental or confirmatory test, such as a nucleic acid test for HCV RNA or HCV antibody confirmatory test. Nucleic acid tests provide a very sensitive and specific approach for the direct detection of HCV RNA. | HEPATITIS B VIRUS SURFACE ANTIGEN Negative HEPATITIS C VIRUS ANTIBODY Negative SeeViral Hepatitis Serologic Profiles | Hepatitis B virus surface antigen (HBsAg) is the first serologic marker appearing in the serum 6 to 8 weeks following hepatitis B virus (HBV) infection. A confirmed positive result for HBsAg is indicative of acute or chronic hepatitis B. In acute cases, HBsAg usually disappears 1 to 2 months after the onset of symptoms. Persistence of HBsAg for more than 6 months indicates development of either a chronic carrier state or chronic liver disease. HBs antibody (anti-HBs) appears with the resolution of HBV infection after the disappearance of HBsAg. Hepatitis B e antigen (HBeAg) appears at approximately the same time as HBsAg and indicates that the virus is replicating and the individual is infectious. Appearance of anti-HBe after the disappearance of HBsAg and HBeAg usually indicates recovery and loss of infectivity. Reactive hepatitis C virus (HCV) antibody screening results with cutoff index (COI) at or below 20.0 are not predictive of the true HCV antibody status; additional testing is recommended to confirm HCV antibody status. Reactive results withCOIgreater than 20.0 are highly predictive (95% or greater probability) of the true HCV antibody status, but additional testing is needed to differentiate between past (resolved) and chronic hepatitis C. A negative screening test result does not exclude the possibility of exposure to, or infection with, HCV. Negative screening test results in individuals with prior exposure to HCV may be due to low antibody levels that are below the limit of detection of this assay or lack of reactivity to the HCV antigens used in this assay. Patients with acute or recent HCV infections (<3 months from time of exposure) may have false-negative HCV antibody results due to the time needed for seroconversion (average of 8 to 9 weeks). Testing for HCV RNA using HCVRP / Hepatitis C Virus (HCV) RNA Detection and Quantification, Real-Time Reverse Transcription-PCR, Prenatal, Serum is recommended for detection of HCV infection in such patients. | Positivehepatitis B surface antigen (HBsAg) test results should be reported by the patient care provider to the State Department of Health as required by law in some states. Individuals, especially neonates and children, who recently received hepatitis B vaccination may have transient positive HBsAg test results because of the large dose of HBsAg used in the vaccine relative to the individual's body mass. A single negative hepatitis C virus (HCV) RNA test result together with a reactive HCV antibody screen result with a cutoff index greater than 20.0 do not rule out the possibility of chronic HCV infection. Repeat testing for HCV RNA in 1 to 2 months is recommended in patient at risk for chronic hepatitis C. Serum specimens from individuals taking biotin supplements at 20 mg or more per day may havefalse-positiveresults for anti-hepatitis B e antigen (HBeAg) antibody andfalse-negativeresults for HBeAg, HBsAg, and anti-HCV antibody, due to interference of biotin with the assay. Such individuals should stop taking these biotin-containing dietary supplements for minimum 12 hours before blood collection for this test. Assay performance characteristics have not been established for the following specimen characteristics: -Grossly icteric (total bilirubin level of >40 mg/dL) -Grossly lipemic (intralipid level of >2000 mg/dL) -Grossly hemolyzed (hemoglobin level of >1000 mg/dL) -Contain particulate matter -Cadaveric specimens | 1. World Health Organization: Guidelines on hepatitis B and C testing. Geneva: World Health Organization, 2017. Accessed October 24, 2023. Available atwww.who.int/publications/i/item/9789241549981 2. Society for Maternal-Fetal Medicine: Hepatitis C in pregnancy: screening, treatment, and management. Am J Obstet Gynecol. 2017; 217(5):B2-B12 3. American Association for the Study of Liver Diseases (AASLD) and Infectious Diseases Society of America (IDSA): HCV guidance: Recommendations for testing, managing, and treating hepatitis C. AASLD, IDSA; Updated October 24, 2022. Accessed October 24, 2023. Available atwww.hcvguidelines.org/contents 4. US Preventive Services Task Force: Screening for hepatitis C virus infection in adolescents and adults: US Preventive Services Task Force Recommendation Statement. JAMA. 2020; 323(10):970-975. doi: 10.1001/jama.2020.1123 5. Centers for Disease Control and Prevention: Pregnancy and HIV, viral hepatitis, STD & TB prevention: Screening recommendation. CDC; Updated August 11, 2022. Accessed October 24, 2023. Available athttps://www.cdc.gov/nchhstp/pregnancy/screening/index.html 6. Centers for Disease Control and Prevention: Screening and testing for hepatitis B virus infection: CDC Recommendations – United States, 2023. MMWR Recomm Rep 2023; 72(No. RR-1):1-25. Available at https://www.cdc.gov/mmwr/volumes/72/rr/rr7201a1.htm?s_cid=rr7201a1_w | Hepatitis B Surface Antigen Screen: The Elecsys HBsAg (hepatitis B surface antigen) II assay is based on the sandwich immunoassay principle and performed using an electrochemiluminescence immunoassay on the automated cobas e 801 immunochemistry analyzer. HBsAg present in the patient’s sample reacts with two biotinylated monoclonal anti-HBs, and a mixture of monoclonal anti-HBs and polyclonal anti-HBsAg antibodies labeled with a ruthenium complex react to form a sandwich complex. After addition of streptavidin-coated microparticles, the complexes become bound to the solid phase via interaction of biotin and streptavidin. The reaction mixture is aspirated into the measuring cell where the microparticles are magnetically captured onto the surface of the electrode, and unbound substances are washed away. Voltage is applied to the electrode that induces chemiluminescent emissions, which are measured by a photomultiplier. Test results for each patient’s sample is determined by comparing the electrochemiluminescence signal generated from the reaction product to the cutoff index (COI) value set from reagent lot-specific assay calibration.(Package insert: Elecsys HBsAG II. Roche Diagnostics; v3.0, 02/2022) Hepatitis B Surface Antigen Confirmation: The Elecsys HBsAg II Auto Confirm assay is performed using an electrochemiluminescence immunoassay on the automated cobas e 801 immunochemistry analyzer. This test is based on 2 parallel measurements. For the first measurement, the sample is treated with the control pretreatment reagent (PT2) prior to immunoreaction. This measurement serves as a reference.For the second measurement the sample is treated with the confirmatory pretreatment reagent (PT1) prior to immunoreaction. During incubation with confirmatory pretreatment, unlabeled polyclonal anti-HBsAg antibodies are bound to the sample HBsAg and thereby block the binding sites for the labeled antibodies used in the following immunoreaction. The confirmation result (%) is automatically assessed by determining the ratio of both measurements. During testing, the auto-diluted sample is incubated with control pretreatment and confirmatory pretreatment, followed by formation of sandwich complexes of biotinylated monoclonal anti-HBsAg antibodies and a mixture of monoclonal anti-HBsAg antibody and polyclonal anti-HBsAg antibodies labeled with a ruthenium complex. After addition of streptavidin-coated microparticles, the complexes become bound to the solid phase via interaction of biotin and streptavidin. The reaction mixture is then aspirated into the measuring cell where the microparticles are magnetically captured onto the surface of the electrode, and unbound substances are then washed away. Voltage is applied to the electrode that induces chemiluminescent emissions, which are measured by a photomultiplier. Results are determined by comparing the electrochemiluminescence signal generated from the reaction product to the cutoff index value set from reagent lot-specific assay calibration. The confirmation result (%) is calculated from the ratio of the COI obtained for the measurement with confirmatory pretreatment to the COI obtained for the measurement with control pretreatment.(Package Insert: Elecsys HBsAg II Auto Confirm, Roche Diagnostics; v1.0, 12/2020) Hepatitis C Virus Antibodies The Elecsys Anti-HCV (hepatitis C virus) II assay is based on the sandwich immunoassay principle and performed on the fully automated cobas e 801 electrochemiluminescence immunoassay analyzer. HCV-specific antibodies present in the patient’s sample first react with the biotinylated HCV-specific antigens and a reagent containing HCV-specific antigens labeled with a ruthenium complex to form sandwich complexes. After addition of streptavidin-coated microparticles (solid phase), these complexes bind to the solid phase via interaction of biotin and streptavidin. The reaction mixture is aspirated into the measuring cell where the microparticles are magnetically captured onto the surface of the electrode. Unbound substances are then washed away, and voltage is applied to the electrode that induces chemiluminescent emissions, which are measured by a photomultiplier. Test result is determined by comparing the electrochemiluminescence signal generated from the patient’s sample to the COI value set from reagent lot-specific assay calibration.(Package insert: Elecsys Anti-HCV II. Roche Diagnostics; v1.0, 03/2023) | Same day/1 to 4 days | 14 days | This test has been cleared, approved, or is exempt by the US Food and Drug Administration and is used per manufacturer's instructions. Performance characteristics were verified by Mayo Clinic in a manner consistent with CLIA requirements. | 8734086803G0472 (if appropriate for government payers)87522 (if appropriate)86707 (if appropriate)87341 (if appropriate)87350 (if appropriate) | Prenatal Hepatitis Evaluation | 101653-4 | HCVA6 | HCV Ab Prenatal, S | 40726-2
PHEPU | Previous Viral Hepatitis (Unknown Type), Serum | Determining if an individual has been infected following exposure to an unknown type of viral hepatitis virus Obtaining baseline serologic markers of an individual exposed to a source with an unknown type of hepatitis Determining immunity to hepatitis A and B viral infections | HAVTA, HBAG, HBAB, HBC, HCVDX, HBGNT: Electrochemiluminescence Immunoassay (ECLIA) HCVQN: Real-Time Reverse Transcription-Polymerase Chain Reaction (RT-PCR) | Yes | Previous Hepatitis Profile | If hepatitis C virus (HCV) antibody is reactive, then HCV RNA detection and quantification by real-time reverse transcription polymerase chain reaction will be performed at an additional charge. | Patient Preparation:For 24 hours before specimen collection, patient shouldnottake multivitamins or dietary supplements (eg, hair, skin, and nail supplements) containing biotin (vitamin B7). Supplies:Sarstedt 5 mL Aliquot Tube (T914) Collection Container/Tube:Serum gel(red-top tubes arenot acceptable) Submission Container/Tube:Plastic vial Specimen Volume:2.6 mL Collection Instructions: 1. Centrifuge blood collection tube per manufacturer's instructions (eg, centrifuge and aliquot within 2 hours of collection for BD Vacutainer tubes). 2. Aliquot 1.8 mL serum into a plastic vial and ship frozen (preferred). | 1.8 mL | Hepatitis A: Hepatitis A virus (HAV) is an RNA virus that accounts for 20% to 25% of viral hepatitis in adults in the United States. HAV infection is spread by the oral/fecal route and produces acute hepatitis that follows a benign, self-limited course. Spread of the disease is usually associated with contaminated food or water caused by poor sanitary conditions. Outbreaks frequently occur in overcrowded situations and institutions or high-density centers such as prisons and healthcare centers. Epidemics may occur following floods or other disaster situations. Chronic carriers of HAV have never been observed. Hepatitis B: Hepatitis B virus (HBV) is a DNA virus that is endemic throughout the world. The infection is spread primarily through percutaneous contact with infected blood products (eg, blood transfusion, sharing of needles among injection drug users). The virus is found in various human body fluids and is known to be spread through oral and genital contact. HBV can be transmitted from mother to child during delivery through contact with blood and vaginal secretions; it is not commonly transmitted transplacentally. After a course of acute illness, HBV persists in approximately 10% of patients. Some chronic carriers are asymptomatic, while others develop chronic liver disease, including cirrhosis and hepatocellular carcinoma. Hepatitis C: Hepatitis C virus (HCV) is an RNA virus recognized as the cause of most cases of posttransfusion hepatitis that is a significant cause of morbidity and mortality worldwide. HCV is transmitted through contaminated blood or blood products or close, personal contact. HCV shows a high rate of progression (~75%) to chronic disease. In the United States, HCV infection is quite common, with an estimated 3.5 to 4 million chronic HCV carriers. Cirrhosis and hepatocellular carcinoma are sequelae of chronic HCV. | HEPATITIS B VIRUS SURFACE ANTIGEN Negative HEPATITIS B VIRUS SURFACE ANTIGEN CONFIRMATION Negative HEPATITIS B VIRUS SURFACE ANTIBODY, QUALITATIVE/QUANTITATIVE Hepatitis B Surface Antibody Unvaccinated: Negative Vaccinated: Positive HEPATITIS B VIRUS SURFACE ANTIBODY, QUANTITATIVE Unvaccinated: <8.5 mIU/mL Vaccinated: > or =11.5 mIU/mL HEPATITIS B VIRUS CORE TOTAL ANTIBODIES Negative HEPATITIS A VIRUS TOTAL ANTIBODY Unvaccinated: Negative Vaccinated: Positive HEPATITIS C VIRUS ANTIBODY Negative HEPATITIS C VIRUS RNA DETECTION and QUANTIFICATION by REAL-TIME RT-PCR Undetected Interpretation depends on clinical setting. For more information seeViral Hepatitis Serologic Profiles. | Interpretation depends on clinical setting. For more information seeViral Hepatitis Serologic Profiles. Hepatitis A: Hepatitis A virus (HAV)-specific total antibodies are almost always detectable by the onset of symptoms of acute hepatitis A (usually 15 to 45 days after exposure). The initial antibody consists almost entirely of the IgM subclass of antibody. Anti-HAV IgM usually falls to undetectable levels 3 to 6 months after infection. Anti-HAV IgG levels rise quickly once the virus is cleared and persist for many years. Hepatitis B: Hepatitis B virus surface antigen (HBsAg) is the first serologic marker appearing in the serum 6 to 8 weeks following hepatitis B virus (HBV) infection. A confirmed positive result for HBsAg is indicative of acute or chronic hepatitis B. In acute cases, HBsAg usually disappears 1 to 2 months after the onset of symptoms. Anti-HBs appears with the resolution of HBV infection after the disappearance of HBsAg. Anti-HBs also appears as the immune response following a course of inoculation with the hepatitis B vaccine. Hepatitis B virus core antibody (anti-HBc) appears shortly after the onset of symptoms of HBV infection and may be the only serologic marker remaining years after exposure to hepatitis B. Hepatitis C: Hepatitis C virus-specific antibodies are usually not detectable during the first 2 months after exposure, but they are almost always detectable by the late convalescent stage of infection. HCV antibodies are not neutralizing and do not provide immunity. | Positive hepatitis B surface antigen (HBsAg) results may need to be reported by the healthcare providers to their communicable disease surveillance units of state departments of health, as required by law in various states. Type-specific tests should be used to evaluate individuals who have been exposed to a source with a known type of hepatitis (eg, hepatitis A, hepatitis B, hepatitis C). Serum specimens from individuals taking biotin supplements at 20 mg or more per day may havefalse-positiveresults for HAV total antibody and HBc total antibody, as well asfalse-negativeresults for HBsAg and HCV total antibody, due to interference of biotin with the assay. Such individuals should stop taking these biotin-containing dietary supplements for minimum 12 hours before blood collection for this test. Performance characteristics have not been established for the following specimen characteristics: -Grossly icteric (total bilirubin level of >25 mg/dL) -Grossly lipemic (intralipid level of >1000 mg/dL) -Grossly hemolyzed (hemoglobin level of >500 mg/dL) -Containing particulate matter -Cadaveric specimens -Immunocompromised or immunosuppressed specimens | 1. De Paula VS. Laboratory diagnosis of hepatitis A. Future Virology. 2012;7(5):461-472 2. American Association for the Study of Liver Diseases and Infectious Diseases Society of America: HCV guidance: Recommendations for testing, managing, and treating hepatitis C. Accessed December 20, 2023. Available at www.hcvguidelines.org/contents 3. WHO guidelines on hepatitis B and C testing. World Health Organization, 2017. Accessed December 20, 2023. Available atwww.who.int/publications/i/item/9789241549981 4. Conners EE, Panagiotakopoulos L, Hofmeister MG, et al. Screening and testing for hepatitis B virus infection: CDC Recommendations – United States, 2023. MMWR Recomm Rep. 2023;72(1):1-25 | Hepatitis A Virus Total Antibody: The Elecsys Anti-HAV (hepatitis A virus) II assay is based on the competitive immunoassay principle and performed using an electrochemiluminescence immunoassay on the automated cobas e 801 immunochemistry analyzer. HAV-specific antibodies in the patient’s serum binds with added HAV antigen in the reaction. After addition of biotinylated monoclonal anti-HAV and streptavidin-coated microparticles, patient’s anti-HAV form a sandwich complex with the HAV antigen and the ruthenium-labeled anti-HAV antibody which becomes bound to the solid phase via interaction of biotin and streptavidin. The reaction mixture is then aspirated into the measuring cell where the microparticles are magnetically captured onto the surface of the electrode, and unbound substances are washed away. Voltage is applied to the electrode that induces chemiluminescent emissions, which are measured by a photomultiplier. Test result is determined automatically with the assay-specific software in comparing the electrochemiluminescence signal generated in the patient’s sample to the signal cutoff index (COI) value set from reagent lot-specific assay calibration.(Package insert: Elecsys Anti-HAV II. Roche Diagnostics; v3.0, 11/2022) Hepatitis B Virus Surface Antigen: The Elecsys HBsAg (hepatitis B surface antigen) II assay is based on the sandwich immunoassay principle and performed using an electrochemiluminescence immunoassay on the automated cobas e 801 immunochemistry analzyer. HBsAg present in the patient’s sample reacts with two biotinylated monoclonal anti-HBs, and a mixture of monoclonal anti-HBs and polyclonal anti-HBsAg antibodies labeled with a ruthenium complex react to form a sandwich complex. After addition of streptavidin-coated microparticles, the complexes become bound to the solid phase via interaction of biotin and streptavidin. The reaction mixture is aspirated into the measuring cell where the microparticles are magnetically captured onto the surface of the electrode, and unbound substances are washed away. Voltage is applied to the electrode that induces chemiluminescent emissions, which are measured by a photomultiplier. Test results for each patient’s sample is determined by comparing the electrochemiluminescence signal generated from the reaction product to the COI value set from reagent lot-specific assay calibration.(Package insert: Elecsys HBsAG II. Roche Diagnostics; v3.0, 02/2022) Hepatitis B Surface Antigen Confirmation: The Elecsys HBsAg II Auto Confirm assay is performed using an electrochemiluminescence immunoassay on the automated cobas e 801 immunochemistry analyzer. This test is based on 2 parallel measurements. For the first measurement, the sample is treated with the control pretreatment reagent (PT2) prior to immunoreaction. This measurement serves as a reference. For the second measurement the sample is treated with the confirmatory pretreatment reagent (PT1) prior to immunoreaction. During incubation with confirmatory pretreatment, unlabeled polyclonal anti-HBsAg antibodies are bound to the sample HBsAg and thereby block the binding sites for the labeled antibodies used in the following immunoreaction. The confirmation result (%) is automatically assessed by determining the ratio of both measurements. During testing, the auto-diluted sample is incubated with control pretreatment and confirmatory pretreatment, followed by formation of sandwich complexes of biotinylated monoclonal anti-HBsAg antibodies and a mixture of monoclonal anti-HBsAg antibody and polyclonal anti-HBsAg antibodies labeled with a ruthenium complex. After addition of streptavidin-coated microparticles, the complexes become bound to the solid phase via interaction of biotin and streptavidin. The reaction mixture is then aspirated into the measuring cell where the microparticles are magnetically captured onto the surface of the electrode, and unbound substances are then washed away. Voltage is applied to the electrode that induces chemiluminescent emissions, which are measured by a photomultiplier. Results are determined by comparing the electrochemiluminescence signal generated from the reaction product to the COI value set from reagent lot-specific assay calibration. The confirmation result (%) is calculated from the ratio of the COI obtained for the measurement with confirmatory pretreatment to the COI obtained for the measurement with control pretreatment.(Package Insert: Elecsys HBsAg II Auto Confirm, Roche Diagnostics; v1.0, 12/2020) Hepatitis B Virus Surface Antibody: The Elecsys Anti-HBs (hepatitis B virus surface) assay is based on the sandwich immunoassay principle and performed using an electrochemiluminescent immunoassay on the automated cobas e 801 immunochemistry analyzer. Anti-HBs present in patient’s serum sample reacts with the biotinylated HBsAg (ad and ay subtypes) and HBsAg (ad/ay) labeled with a ruthenium complex to form a sandwich complex. After the addition of streptavidin-coated microparticles, the complexes bind to a solid phase via interaction of biotin and streptavidin. The reaction mixture is aspirated into the measuring cell where microparticles are magnetically captured onto the surface of the electrode, and unbound substances are washed away. Voltage is applied to the electrode that induces chemiluminescent emissions, which are measured by a photomultiplier. The emission signal generated is directly proportional to the concentration of anti-HBs present in the patient’s serum sample.(Package insert: Elecsys Anti-HBs. Roche Diagnostic; v1.0, 2019) Hepatitis B Virus Core Total Antibody: The Elecsys Anti-HBc (hepatitis B viral core) II assay is based on the competitive immunoassay principle and performed using an electrochemiluminescence immunoassay on the automated cobas e 801 analyzer. Anti-HBc present in the patient’s sample are pretreated first with a reducing reagent, and after the addition of hepatitis B virus core antigen (HBcAg), complexes are formed with anti-HBc in the sample. The remaining unbound sites on the HBcAg become occupied after addition of biotinylated antibodies and ruthenium complex-labeled antibodies specific for HBcAg, together with streptavidin-coated microparticles. The entire complex becomes bound to the solid phase via interaction of biotin and streptavidin. The reaction mixture is then aspirated into the measuring cell where the microparticles are magnetically captured onto the surface of the electrode. After unbound substances are washed away, voltage is applied to the electrode that induces chemiluminescent emissions, which are measured by a photomultiplier. Results are determined by comparing the electrochemiluminescence signal generated from the reaction product of the sample to the COI value set from assay reagent lot-specific assay calibration.(Package insert: Elecsys Anti-HBc II. Roche Diagnostics; v1.0, 04/2022) Hepatitis C Virus Antibody: The Elecsys Anti-HCV (hepatitis C virus) II assay is based on sandwich immunoassay principle and performed on the fully automated cobas e 801 electrochemiluminescence immunoassay analyzer. During the first incubation, antibodies to HCV in the patient’s sample, biotinylated HCV-specific antigens and a reagent containing HCV-specific antigens labeled with a ruthenium complex to form a sandwich complex. In the second incubation, after addition of streptavidin-coated microparticles, the complex becomes bound to the solid phase via interaction of biotin and streptavidin. The reaction mixture is aspirated into the measuring cell where the microparticles are magnetically captured onto the surface of the electrode. Unbound substances are then washed away, and application of a voltage to the electrode induces chemiluminescent emissions, which are measured by a photomultiplier. Test result for each patient’s sample is determined automatically by the assay-specific software program by comparing the electrochemiluminescence signal obtained from the sample with the COI value set from reagent lot-specific assay calibrations.(Package insert: Elecsys Anti-HCV II. Roche Diagnostics; v1.0, 03/2023) | Same day/1 to 2 days | 14 days | This test has been cleared, approved, or is exempt by the US Food and Drug Administration and is used per manufacturer's instructions. Performance characteristics were verified by Mayo Clinic in a manner consistent with CLIA requirements. | 867048670686708868038734087341 (if appropriate)87522 (if appropriate) | Previous Hepatitis Profile | 92890-3 | HAVT | Hepatitis A Virus Total Ab, S | 13951-9
PBCPN | Primary Biliary Cholangitis Antibody Panel, Serum | Evaluation of at-risk or previously diagnosed primary biliary cholangitis patients with new features of other liver diseases or systemic autoimmune diseases | GP210, SP100: Enzyme-Linked Immunosorbent Assay (ELISA) AMA: Enzyme Immunoassay (EIA) NAIFA: Indirect Immunofluorescence | Yes | PBC Comprehensive Antibody Panel, S | Serum | Supplies:Sarstedt Aliquot Tube, 5 mL (T914) Collection Container/Tube: Preferred:Serum gel Acceptable:Red top Submission Container/Tube:Plastic vial Specimen Volume:1.5 mL Collection Instructions:Centrifuge and aliquot serum into a plastic vial. | 1.1 mL | Primary biliary cholangitis (PBC) is a chronic and progressive autoimmune liver disease characterized by the destruction of the small intrahepatic bile ducts and a variable clinical course, which may include fatigue and pruritus. Untreated patients with PBC have a high risk of liver cirrhosis and related complications, liver failure, and death.(1,2) The serological hallmark of PBC is the presence of anti-mitochondrial antibody (AMA) characterized by cytoplasmic reticular/AMA (anti-cell 21 [AC-21] based on the International Consensus on Antinuclear Antibody Patterns [ICAP] nomenclature) staining pattern on HEp-2 substrate by indirect immunofluorescence assay (IFA).(3) In addition, autoantibodies associated with the HEp-2 IFA nuclear patterns have been reported in a subset of patients with PBC who are seronegative for AMA or may be positive for AMA but have uncertain clinical or phenotypic attributes.(1,2,4,5) The HEp-2 IFA nuclear patterns in PBC include multiple nuclear dots (MND or AC-6) and punctate nuclear envelope (AC-12), which are associated with anti-Sp100 and anti-gp210 antibodies, respectively.(3) The diagnosis of PBC can be established if 2 out of the 3 following criteria are met: sustained elevated levels of alkaline phosphatase (ALP), evidence AMA or specific antinuclear antibody (ANA) (anti-Sp100 and anti-gp210 antibodies) and diagnostic liver histology.(2) Based on these criteria, a biopsy can be avoided in case of high ALP levels and detection of these PBC-specific autoantibodies.(1,2) Therefore, reliable and accurate serologic determination of PBC-specific autoantibodies play a critical role in disease evaluation. Positivity of AMA ranges from 90% to 95% in patients with PBC, while the PBC-specific ANA (anti-Sp100 and anti-gp210 antibodies) may occur in approximately 30% of all patients with PBC, and up to 50% of AMA-negative patients.(6) The M2-type AMA (AMA-M2) is the dominant target of the 9 subunits of the mitochondrial antigenic complex.(1,2)AMA-M2 target components of the 2-oxo-acid dehydrogenase complex: pyruvate dehydrogenase complex (PDC), 2-oxoglutarate dehydrogenase complex (OGDC), and branched-chain 2-oxoacid dehydrogenase complex (BCOADC). Specifically, autoantibodies mainly recognize the E2 subunits of these complexes: PDC-E2 (80%-90% of cases), BCOADC-E2 (50%-80% of cases) and OGDC-E2 (20%-60% of cases) and, to a lesser extent, the E1 and E3 subunits.(2). Although the sensitivities of the anti-Sp100 and anti-gp210 antibodies are low, their specificities for PBC are excellent, therefore both tests have been reported to be useful in confirming a diagnosis of PBC or predicting development of disease in nonestablished PBC cases with positive AMA.(4,5) In addition to the diagnostic relevance of anti-gp210 IgG antibody, a few studies have suggested a role for their use in the risk stratification and prognosis in PBC, however, the significance of these remain contentious. In one study, the presence of anti-gp210 antibodies was reported to pose a significant risk for hepatic failure type progression, more severe interface hepatitis, and lobular inflammation compared to those with centromere antibodies who had relatively higher ductular reaction.(7) In addition to MND and punctate nuclear envelope, the anticentromere (AC-3) and the speckled (AC-4 and AC-5) patterns can be found in variable prevalence in patients with PBC with overlapping connective tissue diseases (systemic sclerosis and Sjogren syndrome).(8) In the context of other liver diseases, the cytoplasmic fibrillar linear (AC-15) HEp-2 IFA pattern, associated with autoimmune hepatitis (AIH), may also be seen when PBC overlaps in patients with AIH or other liver diseases, such ashepatitis B virus infection, hepatitis C virus infection, and hepatic carcinoma.(9) In general, a mixed pattern composed of at least two HEp-2 IFA patterns is mostly found in patients with PBC than in other liver diseases.(9) Traditionally, the IFA method was used for the detection of AMA; however, antigen-specific solid-phase immunoassays (SPA), such asenzyme-linked immunosorbent assay(ELISA), line blot immunoassay (LIA), and dot immunoassay (DIA) have been developed and are increasingly being used in the laboratory evaluation of PBC.(4,5,7-10) The AMA SPA use a variety of M2 antigens, including fusion protein combining the three E2 subunits, a mixture of recombinant E2 subunits or the three E2 recombinant subunits isolated, among others.(4,5,7,10) The anti-Sp100 and anti-gp210 antibodies can also be determined using analyte-specific ELISA, LIA, and DIA. In addition to the SPA for detecting antibodies to AMA, Sp100 and gp210,the use HEp-2 substrate by IFA provides a simple and strategic approach for confirming the presence of AMA cytoplasmic staining if positive by enzyme immunoassay (EIA) with the possibility of identifying patients who may be AMA-negative but positive to nuclear antibodies. In PBC patients, the nuclear envelope pattern is associated with anti-gp210 antibody, while the multiple nuclear dot pattern is specific for anti-Sp100 antibodies. However, expression of the multiple nuclear dot and the nuclear envelope patterns may not be easily identified in the presence of other antibodies. Testing for these antibodies is indicated in patients who are AMA positive by EIA as well as patients at-risk for PBC but are AMA negative. In addition to providing additional support for PBC diagnosis in AMA-positive and AMA-negative patients, the use of HEp-2 substrate offers the possibility to identify patients at-risk for PBC who may present with coexisting systemic autoimmune rheumatic diseases (systemic lupus erythematosus, systemic sclerosis, and Sjogren syndrome) or autoimmune liver disease (autoimmune hepatitis) through additional pattern recognition. The use of SPA for ANA testing do not provide these additional diagnostic insights. | MITOCHONDRIAL AB, M2 Negative: <0.1 Units Borderline: 0.1-0.3 Units Weakly positive: 0.4-0.9 Units Positive: > or =1.0 Units Reference values apply to all ages. SP100 Antibody, IgG Negative: < or =20.0 Units Equivocal: 20.1-24.9 Units Positive: > or =25.0 Units GP210 Antibody, IgG Negative: < or =20.0 Units Equivocal: 20.1-24.9 Units Positive: > or =25.0 Units ANTINUCLEAR AB, HEP-2 SUBSTRATE Negative: <1:80 | Positive results ofanti-mitochondrial antibody, anti-Sp100 and/or anti-gp210 antibodies associated with features of cholestatic liver disease is highly suggestive of primary biliary cholangitis.Antinuclear antibodypositivity for non-primary biliary cholangitisassociated pattern may suggest a coexisting disease requiring additional testing for confirmation. | Serologic tests for autoantibodies, including anti-gp210 and anti-Sp100, should not be relied upon exclusively to determine the etiology or prognosis of patients with primary biliary cholangitis (PBC). Correlations between anti-mitochondrial (AMA), anti-Sp100, or anti-gp210 antibodies for specific HEp-2 IFA patterns (AMA, multiple nuclear dots, or nuclear punctate envelope) are variable. Positive correlation between PBC-specific autoantibody and their corresponding HEp-2 IFA pattern is likely to increase the likelihood for PBC. A negative result for anti-gp210 antibodies and/or anti-Sp100 antibodies does not exclude a diagnosis of PBC. Positive results for antimitochondrial antibodies of M2 specificity are found (infrequently) in patients with systemic sclerosis, relatives of patient with PBC, systemic lupus erythematosus, Sjogren syndrome, idiopathic inflammatory myopathies, as well as individuals who may appear healthy. Some patients without clinical evidence of systemic autoimmune rheumatic disease (SARD) may be positive for anti-cellular antibody. This occurs at variable prevalence depending on the patient demographics. A positive result may also precede clinical manifestation of SARD or be associated with some viral or chronic infections, cancers, or use of certain medications. All results must be reported in the appropriate clinical context as the performance of the test can be variable. | 1. Younossi ZM, Bernstein D, Shiffman ML, et al. Diagnosis and management of primary biliary cholangitis. Am J Gastroenterol. 2019;114(1):48-63 2. Lindor KD, Bowlus CL, Boyer J, Levy C, Mayo M. Primary biliary cholangitis: 2018 practice guidance update from the American Association for the Study of Liver Diseases. Hepatology. Hepatology. 2019;69(1):394-419 3. International Consensus on ANA Patterns. AC-20 Cytoplasmic fine speckled. ICAP; 2015. Accessed September 15, 2023. Available at www.anapatterns.org/view_pattern.php?pattern=20 4. Zhang Q, Liu Z, Wu S, et al. Meta-analysis of antinuclear antibodies in the diagnosis of antimitochondrial antibody-negative primary biliary cholangitis. Gastroenterol Res Pract. 2019;2019:8959103 5. Dahlqvist G, Gaouar F, Carrat F, et al. Large-scale characterization study of patients with antimitochondrial antibodies but nonestablished primary biliary cholangitis. Hepatology. 2017;65(1):152-163 6. Trivella J, John BV, Levy C. Primary biliary cholangitis: Epidemiology, prognosis, and treatment. Hepatol Commun. 2023;7(6):e0179 7. Nakamura M, Kondo H, Mori T, et al. Anti-gp210 and anti-centromere antibodies are different risk factors for the progression of primary biliary cirrhosis. Hepatology. 2007;45(1):118-127 8. Favoino E, Grapsi E, Barbuti G, et al. Systemic sclerosis and primary biliary cholangitis share an antibody population with identical specificity. Clin Exp Immunol. 2023;212(1):32-38 9. Wei Q, Jiang Y, Xie J, et al. Investigation and analysis of HEp 2 indirect immunofluorescence titers and patterns in various liver diseases [published correction appears in Clin Rheumatol. 2021 Apr;40(4):1667]. Clin Rheumatol. 2020;39(8):2425-2432 10. Munoz-Sanchez G, Perez-Isidro A, Ortiz de Landazuri I, et al. Working algorithms and detection methods of autoantibodies in autoimmune liver disease: A nationwide study. Diagnostics (Basel). 2022;12(3):697 | SP100 and GP210 These tests are intended for the semi-quantitative detection of anti-gp210 or anti-Sp100 antibody of the IgG class in human serum. A purified peptide corresponding to a portion of the gp210 or Sp100 protein is bound to the wells of a polystyrene microwell plate. Pre-diluted controls and diluted patient sera are added to separate wells, allowing any gp210 or Sp100 antibodies present to bind to the immobilized antigen. Unbound sample is washed away, and an enzyme labeled anti-human IgG conjugate is added to each well. A second incubation allows the enzyme labeled anti-human IgG to bind to any patient antibodies, which have become attached to the microwells. After washing away any unbound enzyme labeled anti-human IgG, the remaining enzyme activity is measured by adding a chromogenic substrate and measuring the intensity of the color that develops. The assay can be evaluated spectrophotometrically by measuring and comparing the color intensity that develops in the patient wells with the control in the control wells.(Package inserts: QUANTA Lite gp210 ELISA 708995. INOVA Diagnostics; Rev. 5, 04/2019; QUANTA Lite sp100 ELISA 708990. INOVA Diagnostics; Rev. 3, 12/2018). Antinuclear Antibodies, Hep-2 Substrate, Antibodies to nuclear antigens in a human epithelial type 2 (HEp-2) cell line by an indirect immunofluorescent technique. Commercial slides prepared from HEp-2 cells are used as a substrate. IgG antibodies in serum specimens are detected after incubation of serum with the commercial slides by the addition of a fluorescein isothiocyanate (FITC)-labeled antihuman-IgG reagent. All patient specimens are initially screened at 1:80.(Package insert: NOVA Lite DAPI ANA. Inova Diagnostics; 05/2015) Mitochondrial Antibodies, M2 A recombinantpyruvate dehydrogenase complex-E2 (M2) antigen for detection of antibodies against M2 is attached to the surface of a microplate. Diluted patient serum, standards, or controls are added to the wells, and the M2 specific IgG and IgM antibodies, if present, bind to the antigen. All unbound human antibodies are washed away, and a conjugate of enzyme-labeled polyclonal antibody to human IgG and IgM is added. The enzyme conjugate binds to the antibody complex. Excess enzyme-conjugate is washed away, and substrate is added. After a specified time, the enzyme reaction is stopped. The intensity of the color generated is proportional to the amount of anti-M2 IgG and/or IgM antibody in the sample. The results are read by a spectrophotometer producing a direct measurement of the anti-M2 IgG and IgM antibodies in the serum. Testing is performed on the Agility instrument by Dynex.(Package insert: Kallestad Anti-MitochondrialKit. Bio-Rad Laboratories, Inc; 04/2014) | 2 to 8 days | 14 days | This test has been cleared, approved, or is exempt by the US Food and Drug Administration and is used per manufacturer's instructions. Performance characteristics were verified by Mayo Clinic in a manner consistent with CLIA requirements. | 8603983516 x286381 | PBC Comprehensive Antibody Panel, S | 106054-0 | GP210 | GP210 Antibody, IgG, S | 96560-8
PCDGG | Primary Ciliary Dyskinesia Gene Panel, Varies | Providing a genetic evaluation for patients with a personal or family history suggestive of primary ciliary dyskinesia Establishing a diagnosis of primary ciliary dyskinesia | Sequence Capture and Targeted Next-Generation Sequencing followed by Polymerase Chain Reaction (PCR) and Sanger Sequencing. | Yes | Primary Ciliary Dyskinesia Panel | Varies | Patient Preparation:A previous bone marrow transplant from an allogenic donor will interfere with testing. Call 800-533-1710 for instructions for testing patients who have received a bone marrow transplant. Specimen Type:Whole blood Container/Tube: Preferred:Lavender top (EDTA) or yellow top (ACD) Acceptable:Any anticoagulant Specimen Volume:3 mL Collection Instructions: 1. Invert several times to mix blood. 2. Send whole blood specimen in original tube.Do not aliquot. Specimen Stability Information:Ambient (preferred)/Refrigerated | 1 mL | Primary ciliary dyskinesia (PCD) is a condition characterized by motile ciliary dysfunction due to structural or biogenesis defects of the cilia.(1,2) The primary clinical manifestation of PCD is chronic upper and lower respiratory disease (including neonatal respiratory distress, chronic cough, chronic nasal congestion, chronic pansinusitis, recurrent pulmonary infections, and bronchiectasis) leading to respiratory failure.(1-3) Other common features of PCD include laterality (situs) defects and infertility.(1-3) When laterality defects are present in addition to respiratory manifestations, the condition may be described as Kartagener syndrome.(4) Diagnostic workup for suspected PCD can include ciliary ultrastructure analysis via transmission electron microscopy, high-speed video microscopy with ciliary beat pattern analysis, nasal nitric oxide level measurement, immunofluorescence imaging of axonemal proteins, and molecular genetic testing.(1,2) Genetic testing can be diagnostic when other analyses have normal or ambiguous results.(2) The prevalence of PCD is not established and estimates of prevalence have ranged from 1:2200 to 1:40,000 births.(4) In individuals with well-supported PCD diagnoses via clinical and ciliary analyses, it is estimate that a genetic etiology can be identified in up to 80% of cases.(3) In most cases, PCD follows an autosomal recessive pattern of inheritance. Rarely, PCD can follow an autosomal dominant or X-linked pattern of inheritance. | An interpretive report will be provided. | All detected variants are evaluated according to American College of Medical Genetics and Genomics recommendations.(5) Variants are classified based on known, predicted, or possible pathogenicity and reported with interpretive comments detailing their potential or known significance. | Clinical Correlations: Test results should be interpreted in the context of clinical findings, family history, and other laboratory data. Misinterpretation of results may occur if the information provided is inaccurate or incomplete. If testing was performed because of a clinically significant family history, it is often useful to first test an affected family member. Detection of a reportable variant in an affected family member would allow for more informative testing of at-risk individuals. To discuss the availability of additional testing options or for assistance in the interpretation of these results, contact the Mayo Clinic Laboratories genetic counselors at 800-533-1710. Technical Limitations: Next-generation sequencing may not detect all types of genomic variants. In rare cases, false-negative or false-positive results may occur. The depth of coverage may be variable for some target regions; assay performance below the minimum acceptable criteria or for failed regions will be noted. Given these limitations, negative results do not rule out the diagnosis of a genetic disorder. If a specific clinical disorder is suspected, evaluation by alternative methods can be considered. There may be regions of genes that cannot be effectively evaluated by sequencing or deletion and duplication analysis as a result of technical limitations of the assay, including regions of homology, high guanine-cytosine (GC) content, and repetitive sequences. Confirmation of select reportable variants will be performed by alternate methodologies based on internal laboratory criteria. This test is validated to detect 95% of deletions up to 75 base pairs (bp) and insertions up to 47 bp. Deletions-insertions (delins) of 40 or more bp, including mobile element insertions, may be less reliably detected than smaller delins. Deletion/Duplication Analysis: This analysis targets single and multi-exon deletions/duplications; however, in some instances single exon resolution cannot be achieved due to isolated reduction in sequence coverage or inherent genomic complexity. Balanced structural rearrangements (such as translocations and inversions) may not be detected. This test is not designed to detect low levels of mosaicism or to differentiate between somatic and germline variants. If there is a possibility that any detected variant is somatic, additional testing may be necessary to clarify the significance of results. Genes may be added or removed based on updated clinical relevance. For detailed information regarding gene specific performance and technical limitations, see Method Description or contact a laboratory genetic counselor. If the patient has had an allogeneic hematopoietic stem cell transplant or a recent blood transfusion, results may be inaccurate due to the presence of donor DNA. Call Mayo Clinic Laboratories for instructions for testing patients who have received a bone marrow transplant. Reclassification of Variants: Currently, it is not standard practice for the laboratory to systematically review previously classified variants on a regular basis. The laboratory encourages healthcare providers to contact the laboratory at any time to learn how the classification of a particular variant may have changed over time. Variant Evaluation: Evaluation and categorization of variants are performed using published American College of Medical Genetics and Genomics and the Association for Molecular Pathology recommendations as a guideline.(5) Other gene-specific guidelines may also be considered. Variants are classified based on known, predicted, or possible pathogenicity and reported with interpretive comments detailing their potential or known significance. Variants classified as benign or likely benign are not reported. Multiple in silico evaluation tools may be used to assist in the interpretation of these results. The accuracy of predictions made by in silico evaluation tools is highly dependent upon the data available for a given gene, and periodic updates to these tools may cause predictions to change over time. Results from in silico evaluation tools should be interpreted with caution and professional clinical judgment. Rarely, incidental or secondary findings may implicate another predisposition or presence of active disease. Incidental findings may include, but are not limited to, results related to the sex chromosomes. These findings will be carefully reviewed to determine whether they will be reported. | 1. Shapiro AJ, Davis SD, Polineni D, et al. Diagnosis of primary ciliary dyskinesia. An official American Thoracic Society Clinical Practice Guideline. Am J Respir Crit Care Med. 2018;197(12):e24-e39. doi:10.1164/rccm.201805-0819ST 2.Shapiro AJ, Zariwala MA, Ferkol T, et al. Diagnosis, monitoring, and treatment of primary ciliary dyskinesia: PCD foundation consensus recommendations based on state of the art review. Pediatr Pulmonol. 2016;51(2):115-132. doi:10.1002/ppul.23304 3. Zariwala MA, Knowles MR, Leigh MW. Primary ciliary dyskinesia. In: Adam MP, Ardinger HH, Pagon RA, et al., eds. GeneReviews [Internet]. University of Washington, Seattle; 2007. Updated December 5, 2019. Accessed August 1, 2022. Available at www.ncbi.nlm.nih.gov/books/NBK1122/ 4. Mirra V, Werner C, Santamaria F. Primary ciliary dyskinesia: An update on clinical aspects, genetics, diagnosis, and future treatment strategies. Front Pediatr. 2017;5:135. doi:10.3389/fped.2017.00135 5. Richards S, Aziz N, Bale S, et al. Standards and guidelines for the interpretation of sequence variants: a joint consensus recommendation of the American College of Medical Genetics and Genomics and the Association for Molecular Pathology. Genet Med. 2015;17(5):405-424 | Next-generation sequencing (NGS) and/or Sanger sequencing are performed to test for the presence of variants in coding regions and intron/exon boundaries of the genes analyzed, as well as some other regions that have known disease-causing variants. The human genome reference GRCh37/hg19 build was used for sequence read alignment. At least 99% of the bases are covered at a read depth over 30X. Sensitivity is estimated at above 99% for single nucleotide variants, above 94% for deletion-insertions (delins) less than 40 base pairs (bp), above 95% for deletions up to 75 bp and insertions up to 47 bp. NGS and/or a polymerase chain reaction-based quantitative method is performed to test for the presence of deletions and duplications in the genes analyzed. There may be regions of genes that cannot be effectively evaluated by sequencing or deletion and duplication analysis as a result of technical limitations of the assay, including regions of homology, high guanine-cytosine (GC) content, and repetitive sequences. SeeTargeted Genes and Methodology Details for Primary Ciliary Dyskinesia Gene Panelfor details regarding the targeted genes analyzed for each test and specific gene regions not routinely covered.(Unpublished Mayo method) Confirmation of select reportable variants may be performed by alternate methodologies based on internal laboratory criteria. Genes analyzed:ARMC4 (ODAD2), CCDC103, CCDC114 (ODAD1), CCDC151 (ODAD3), CCDC39, CCDC40, CCDC65, CCNO, CFAP298, CFAP300, DNAAF1, DNAAF2, DNAAF3, DNAAF4, DNAAF5, DNAH1, DNAH11, DNAH5, DNAH8, DNAH9, DNAI1, DNAI2, DNAJB13, DNAL1, DRC1, FOXJ1, GAS8, LRRC6 (DNAAF11), MCIDAS, OFD1, PIH1D3 (DNAAF6), RPGR, RSPH1, RSPH3, RSPH4A, RSPH9, SPAG1, TTC25 (ODAD4),andZMYND10 | 28 to 42 days | Whole blood: 2 weeks (if available); Extracted DNA: 3 months | This test was developed and its performance characteristics determined by Mayo Clinic in a manner consistent with CLIA requirements. It has not been cleared or approved by the US Food and Drug Administration. | 81479 | Primary Ciliary Dyskinesia Panel | 51966-0 | 617434 | Released By | 18771-6
HLHGP | Primary Hemophagocytic Lymphohistiocytosis Gene Panel, Varies | Providing a comprehensive genetic evaluation for patients with a personal or family history suggestive of familial hemophagocytic lymphohistiocytosis (F-HLH) Establishing a diagnosis of F-HLH, allowing for appropriate management and surveillance for disease features based on the gene and/or variant involved Identifying variants within genes known to be associated with F-HLH, allowing for predictive testing of at-risk family members | Sequence Capture and Targeted Next-Generation Sequencing (NGS) followed by Polymerase Chain Reaction (PCR) and Sanger Sequencing | Yes | HLH Gene Panel | For skin biopsy or cultured fibroblast specimens,fibroblast culture will be performed at an additional charge. If viable cells are not obtained, the client will be notified. | Patient Preparation:A previous bone marrow transplant from an allogenic donor will interfere with testing. Call 800-533-1710 for instructions for testing patients who have received a bone marrow transplant. Submit only 1 of the following specimens: Specimen Type:Whole blood Container/Tube: Preferred:Lavender top (EDTA) or yellow top (ACD) Acceptable:Any anticoagulant Specimen Volume:3 mL Collection Instructions: 1. Invert several times to mix blood. 2. Send whole blood specimen in original tube.Do not aliquot. Specimen Stability Information:Ambient (preferred) 4 days/Refrigerated Specimen Type: Skin biopsy Supplies: Fibroblast Biopsy Transport Media (T115) Container/Tube: Sterile container with any standard cell culture media (eg, minimal essential media, RPMI 1640). The solution should be supplemented with 1% penicillin and streptomycin. Specimen Volume: 4-mm punch Specimen Stability Information: Refrigerated (preferred)/Ambient Additional Information:A separate culture charge will be assessed under CULFB / Fibroblast Culture for Biochemical or Molecular Testing. An additional 3 to 4 weeks is required to culture fibroblasts before genetic testing can occur. SpecimenType: Cultured fibroblasts Container/Tube: T-25 flask SpecimenVolume: 2 Flasks CollectionInstructions: Submit confluent cultured fibroblast cells from a skin biopsy from another laboratory.Cultured cells from a prenatal specimen will not be accepted. Specimen Stability Information: Ambient (preferred)/Refrigerated (<24 hours) Additional Information:A separate culture charge will be assessed under CULFB / Fibroblast Culture for Biochemical or Molecular Testing. An additional 3 to 4 weeks is required to culture fibroblasts before genetic testing can occur. | Whole blood: 1 mL; Skin biopsy or cultured fibroblasts: See Specimen Required | Hemophagocytic lymphohistiocytosis (HLH) is a rare and life-threatening disorder characterized by fever, cytopenias, coagulopathy, hepatosplenomegaly, neurologic symptoms, and hemophagocytosis in the bone marrow, spleen, lymph nodes, or liver. Patients often have elevated ferritin and soluble interleukin-2 receptor concentrations, as well as low fibrinogen levels. The Histiocyte Society established criteria for HLH for the HLH-2004 clinical trial, and these criteria are often referred to by physicians considering a diagnosis of HLH. Primary HLH, also known as familial HLH (F-HLH), is caused by disease-causing variants in several genes. Secondary, or acquired, HLH can be triggered by infection, malignancy, transplant, autoimmune disorders, or drugs. While the terms "primary" and "secondary" have been in use for some time, the North American Consortium for Histiocytosis recommended a new classification system that divides HLH into forms that respond to immunosuppressive treatment, which are referred to as "HLH disease" and forms that do not respond to immunosuppressives, which are referred to as "HLH mimics." In the pediatric population, the incidence of HLH is thought to range from 1 to 225 per 300,000 live births, equally distributed between male and female infants, with the mean age of occurrence of 1.8 years. The epidemiology among adults is less well-studied; however, the incidence is estimated to be 1 of every 2000 adult admissions to tertiary medical centers, with the mean age at presentation of approximately 50 years. Many genes have been identified in association with F-HLH. In a pediatric population, genetic variants inPRF1account for approximately 25% of cases, whileSTXBP2andUNC13Dare each responsible for approximately 20% of cases, andXIAPaccounts for 10% of cases. Disease-causing variants inPRF1,UNC13D, STX11,andSTXBP2prevent the release of cytotoxic granules into the immunological synapse, resulting in an inability to kill target cells. Pigment disorders, including Griscelli syndrome type 2, Chediak-Higashi syndrome, and Hermansky-Pudlak syndrome type 2 (due to variants inRAB27A, LYST,andAP3B1,respectively)also are associated with HLH. Due to significant granule trafficking defects, patients may also have bleeding tendencies, neutropenia, and neurological symptoms. X-linked lymphoproliferative disorders and Epstein-Barr virus susceptibility disorders are also associated with HLH. While most forms of F-HLH are inherited in an autosomal recessive pattern, there are autosomal dominant and X-linked forms. | An interpretive report will be provided | All detected variants are evaluated according to American College of Medical Genetics and Genomics (ACMG) recommendations.(1) Variants are classified based on known, predicted, or possible pathogenicity and reported with interpretive comments detailing their potential or known significance. | Clinical Correlations: Test results should be interpreted in the context of clinical findings, family history, and other laboratory data. Misinterpretation of results may occur if the information provided is inaccurate or incomplete. If testing was performed because of a clinically significant family history, it is often useful to first test an affected family member. Detection of a reportable variant in an affected family member would allow for more informative testing of at-risk individuals. To discuss the availability of additional testing options or for assistance in the interpretation of these results, contact Mayo Clinic Laboratories genetic counselors at 800-533-1710. Technical Limitations: Next-generation sequencing may not detect all types of genomic variants. In rare cases, false-negative or false-positive results may occur. The depth of coverage may be variable for some target regions; assay performance below the minimum acceptable criteria or for failed regions will be noted. Given these limitations, negative results do not rule out the diagnosis of a genetic disorder. If a specific clinical disorder is suspected, evaluation by alternative methods can be considered. There may be regions of genes that cannot be effectively evaluated by sequencing or deletion and duplication analysis as a result of technical limitations of the assay, including regions of homology, high guanine-cytosine (GC) content, and repetitive sequences. Confirmation of select reportable variants will be performed by alternate methodologies based on internal laboratory criteria. This test is validated to detect 95% of deletions up to 75 base pairs (bp) and insertions up to 47 bp. Deletions-insertions (delins) of 40 or more bp, including mobile element insertions, may be less reliably detected than smaller delins. Deletion/Duplication Analysis: This analysis targets single and multi-exon deletions/duplications; however, in some instances, single exon resolution cannot be achieved due to isolated reduction in sequence coverage or inherent genomic complexity. Balanced structural rearrangements (such as translocations and inversions) may not be detected. This test is not designed to detect low levels of mosaicism or to differentiate between somatic and germline variants. If there is a possibility that any detected variant is somatic, additional testing may be necessary to clarify the significance of results. Genes may be added or removed based on updated clinical relevance. For the most up to date list of genes included in this test and detailed information regarding gene specific performance and technical limitations, see Method Description or contact a laboratory genetic counselor. If the patient has had an allogeneic hematopoietic stem cell transplant or a recent non-leukoreduced blood transfusion, results may be inaccurate due to the presence of donor DNA. Call Mayo Clinic Laboratories for instructions for testing patients who have received a bone marrow transplant. Reclassification of Variants: Currently, it is not standard practice for the laboratory to systematically review previously classified variants on a regular basis. The laboratory encourages health care providers to contact the laboratory at any time to learn how the classification of a particular variant may have changed over time. Due to broadening genetic knowledge, it is possible that the laboratory may discover new information of relevance to the patient. Should that occur, the laboratory may issue an amended report. Variant Evaluation: Evaluation and categorization of variants are performed using published American College of Medical Genetics and Genomics and the Association for Molecular Pathology recommendations as a guideline.(1) Other gene-specific guidelines may also be considered. Variants are classified based on known, predicted, or possible pathogenicity and reported with interpretive comments detailing their potential or known significance. Variants classified as benign or likely benign are not reported. Multiple in silico evaluation tools may be used to assist in the interpretation of these results. The accuracy of predictions made by in silico evaluation tools is highly dependent upon the data available for a given gene, and periodic updates to these tools may cause predictions to change over time. Results from in silico evaluation tools are interpreted with caution and professional clinical judgment. Rarely, incidental or secondary findings may implicate another predisposition or presence of active disease. These findings will be carefully reviewed to determine whether they will be reported. | 1. Richards S, Aziz N, Bale S, et al. Standards and guidelines for the interpretation of sequence variants: a joint consensus recommendation of the American College of Medical Genetics and Genomics and the Association for Molecular Pathology. Genet Med. 2015;17(5):405-424 2. Gadoury-Levesque V, Dong L, Su R, et al. Frequency and spectrum of disease-causing variants in 1892 patients with suspected genetic HLH disorders. Blood Adv. 2020;4(12):2578-2594 3. Canna SW, Marsh RA. Pediatric hemophagocytic lymphohistiocytosis. Blood. 2020;135(16):1332-1343 4. Ponnatt TS, Lilley CM, Mirza KM. Hemophagocytic Lymphohistiocytosis. Arch Pathol Lab Med. 2022;146(4):507-519 5. Tangye SG, Al-Herz W, Bousfiha A, et al. Human Inborn Errors of Immunity: 2022 Update on the Classification from the International Union of Immunological Societies Expert Committee. J Clin Immunol. 2022;42(7):1473-1507. doi:10.1007/s10875-022-01289-3 | Next-generation sequencing (NGS) and/or Sanger sequencing are performed to test for the presence of variants in coding regions and intron/exon boundaries of the genes analyzed, as well as some other regions that have known disease-causing variants. The human genome reference GRCh37/hg19 build was used for sequence read alignment. At least 99% of the bases are covered at a read depth over 30X. Sensitivity is estimated at above 99% for single nucleotide variants, above 94% for deletions/insertions (delins) less than 40 base pairs (bp), and above 95% for deletions up to 75 bp and insertions up to 47 bp. NGS and/or a polymerase chain reaction-based quantitative method is performed to test for the presence of deletions and duplications in the genes analyzed. There may be regions of genes that cannot be effectively evaluated by sequencing or deletion and duplication analysis as a result of technical limitations of the assay, including regions of homology, high guanine-cytosine (GC) content, and repetitive sequences.(Unpublished Mayo method) SeeTargeted Genes and Methodology Details for Primary Hemophagocytic Lymphohistiocytosis (HLH) Gene Panelfor details regarding the targeted genes analyzed for each test and specific gene regions not routinely covered. Confirmation of select reportable variants may be performed by alternate methodologies based on internal laboratory criteria. Genes analyzed:ADA, AP3B1, AP3D1, BLOC1S6, CD27, CD70, CDC42, CORO1A, CTPS1, IFNAR2, ITK, LYST, MAGT1, MVK, NLRC4, PRF1, RAB27A, SH2D1A, SLC7A7, STX11, STXBP2, UNC13D,andXIAP | 28 to 42 days | Whole blood: 2 weeks (if available); Extracted DNA: 3 months; Cultured fibroblasts, skin biopsy: 1 month | This test was developed and its performance characteristics determined by Mayo Clinic in a manner consistent with CLIA requirements. It has not been cleared or approved by the US Food and Drug Administration. | 8144388233- Tissue culture, skin, solid tissue biopsy (if appropriate)88240- Cryopreservation (if appropriate) | HLH Gene Panel | 99971-4 | 619843 | Released By | 18771-6
PMND1 | Primary Membranous Nephropathy Diagnostic Cascade, Serum | Distinguishing primary from secondary membranous nephropathy using an algorithmic approach Monitoring patients with membranous nephropathy at very low antibody titers Screening foranti-phospholipase A2 receptorantibodies | EURO: Enzyme-Linked Immunosorbent Assay (ELISA) PLA2I, THSD7: Indirect Immunofluorescence Assay (IFA) | Yes | Prim Membranous Nephropathy Diag, S | The phospholipase A2 receptor (PLA2R) enzyme-linked immunosorbent assay (ELISA) is initially performed. | Supplies:Sarstedt Aliquot Tube, 5 mL (T914) Collection Container/Tube: Preferred:Serum gel Acceptable:Red top Submission Container/Tube:Plastic vial Specimen Volume:1 mL Collection Instructions:Centrifuge and aliquot serum into a plastic vial. | 1 mL | Membranous nephropathy (MN) is a rare disease in which immune complexes deposit at the glomerular basement membrane, causing damage to the filtration barrier, resulting in proteinuria. Recent studies have shown that in approximately 70% of patients with primary MN (pMN), the immune complexes consist of autoantibodies against the podocyte protein M-type phospholipase A2 receptor (PLA2R).(1) There is also evidence that levels of anti-PLA2R autoantibodies correlate well with disease activity and progression.(2) The presence of anti-PLA2R antibodies could also potentially be used to differentiate pMN from other causes of nephrotic syndrome if a biopsy is not possible. Among patients with chronic kidney disease awaiting kidney transplantation, higher levels of anti-PLA2R could predict those more likely to recur after transplantation.(2) Mayo Clinic Laboratory data suggest that there is a high-concordance between the enzyme-linked immunosorbent assay (ELISA) and indirect immunofluorescence assay PLA2R results; however, the ELISA assay alone may be preferred for monitoring patients with membranous nephropathy over time for trends in anti-PLA2R antibody levels. In the remaining 30% of patients with MN who are PLA2R-negative, anti-thrombospondin type-1 domain-containing 7A (THSD7A) was shown to have an approximate 10% prevalence (ie, about 3% of all primary MN patients).(3) Mouse podocytes express THSD7A and introduction of anti-THSD7A autoantibodies induces MN in murine models. Mouse podocytes do not express PLA2R so exogenous administration of anti-PLA2R does not recapitulate MN in mice.(4) Additionally, THSD7A has been described as a potential tumor antigen and, thus, it has been suggested that THSD7A-positive patients merit a thorough cancer screening.(5) | ANTI-PHOSPHOLIPASE A2 RECEPTOR (PLA2R) ENZYME-LINKED IMMUNOSORBENT ASSAY: <14 RU/mL: Negative 14 to 19 RU/mL: Borderline > or =20 RU/mL: Positive PLA2R IMMUNOFLUORESCENCE: Negative THROMBOSPONDIN TYPE-1 DOMAIN-CONTAINING 7A ANTIBODIES: Negative | Therapy outcome can be monitored by measuring the anti-phospholipase A2 receptor (PLA2R) antibody titer. A titer increase, decrease, or disappearance generally precedes a change in clinical status. Thus, the determination of the antibody titer has a high predictive value with respect to clinical remission, relapse, or risk assessment after kidney transplantation. According to the manufacturer's package insert, the EUROIMMUN Anti-PLA2R indirect immunofluorescence assay (IFA) was positive in 77.1% of patients with biopsy proven primary membranous nephropathy (pMN).(6) This corresponds well with published literature that approximately 70% of patients with pMN will have anti-PLA2R antibodies. | This test should not be used as a stand-alone test but an adjunct to other clinical information. A diagnosis of primary or secondary membranous nephropathy (MN) should not be made on a single test result. The clinical symptoms, results on physical examination, and laboratory tests (eg, serological tests), when appropriate, should always be taken into account when considering the diagnosis of primary versus secondary MN. Absence of circulating anti-phospholipase A2 receptor autoantibodies does not rule out a diagnosis of primary MN. | 1. Beck Lh Jr, Bonegio RGB, Lambeau G, et al: M-type phospholipase A2 receptor as target antigen in idiopathic membranous nephropathy. N Engl J Med. 2009 Jul 2;361(1):11-21 2. Schlumberger W, Hornig N, Lange S, et al: Differential diagnosis of membranous nephropathy with autoantibodies to phospholipase A2 receptor 1. Autoimmun Rev. 2014 Feb;13(2)108-113 3. Tomas NM, Beck LH Jr, Meyer-Schwesinger C, et al: Thrombospondin type-1 domain-containing 7A in idiopathic membranous nephropathy. N Engl J Med. 2014 Dec 11;371(24):2277-2287. doi: 10.1056/NEJMoa1409354 4. Tomas NM, Hoxha E, Reinicke AT, et al: Autoantibodies against thrombospondin type 1 domain-containing 7A induce membranous nephropathy. J Clin Invest. 2016 Jul 1;126(7):2519-2532. doi: 10.1172/JCI85265 5. Stahl PR, Hoxha E, Wiech T, Schroder C, Simon R, Stahl RAK: THSD7A expression in human cancer. Genes Chromosomes Cancer. 2017 Apr;56(4):314-327. doi: 10.1002/gcc.22440 6.Package insert: EUROIMMUN Anti-PLA2R IFA Kit, EUROIMMUN US; V 09/24/2018 | Enzyme-Linked Immunosorbent Assay: The test kit provides microtiter strips, each with 8 break-off reagent wells. In the case of positive samples, specific IgG antibodies (also IgA and IgM) will bind to the antigens. To detect the bound antibodies, a second incubation is carried out using an enzyme-labelled antihuman IgG (enzyme conjugate) catalyzing a color reaction.(Package insert: Anti-PLA2R ELISA [IgG] Kit, EUROIMMUN US; V 07/08/2020) Indirect Immunofluorescence Assay: Diluted patient samples are incubated with combinations of substrates. If the reaction is positive, specific antibodies of classes IgA, IgG, and IgM attach to the antigens. In a second step, the attached antibodies are stained with fluorescein-labelled antihuman antibodies and made visible with a fluorescence microscope.(Package inserts: Anti-PLA2R IFA Kit, EUROIMMUN US; V 09/27/2018; Anti-THSD7A IIFT EUROPattern, EUROIMMUN US;V 06/11/2019) | 3 to 7 days | 7 days | See Individual Test IDs | 8352086255 (x1 or x2, if applicable) | Prim Membranous Nephropathy Diag, S | 73737-9 | EURO | Phospholipase A2 Receptor, ELISA, S | 73737-9
PRMB | Primidone and Phenobarbital, Serum | Assessing compliance Monitoring for appropriate therapeutic levels of primidone and phenobarbital Assessing toxicity | PRIMD: Immunoassay PBR: Kinetic Interaction of Microparticles in a Solution (KIMS) | Yes | Primidone and Phenobarbital, S | Includes phenobarbital determination. | Container/Tube: Preferred:Serum gel Acceptable:Red top Submission Container/Tube:Plastic vial Specimen Volume:0.5 mL Collection Instructions: 1. Serum gel tubes should be centrifuged within 2 hours of collection. 2. Red-top tubes should be centrifuged, and the serum aliquoted into a plastic vial within 2 hours of collection. | 0.25 mL | Primidone is used for control of grand mal seizures that are refractory to other antiepileptics and seizures of psychomotor or focal origin. Primidone is initially dosed in progressively increasing amounts starting with 100 mg at bedtime to 250 mg 3 times a day after 10 days of therapy in adults. Primidone exhibits a volume of distribution of 0.6 L/kg and a half-life of 8 hours. When monitoring primidone and phenobarbital levels simultaneously, the specimen should be drawn just before the next dose is administered. Primidone is not highly protein bound, approximately 10%. Phenobarbital is a metabolite of primidone. Like phenobarbital, there are no known major drug-drug interactions that affect the pharmacology of primidone. Toxicity associated with primidone is primarily due to the accumulation of phenobarbital. Diagnosis and treatment are as described for PBAR / Phenobarbital, Serum. | Primidone Therapeutic: 5.0-12.0 mcg/mL Critical value: > or =15.0 mcg/mL Phenobarbital Therapeutic: 10.0-40.0 mcg/mL Critical value: > or =60.0 mcg/mL | At steady-state, which is achieved approximately 2 weeks after therapy is initiated, blood levels of primidone that correlate with optimal response to the drug range from 9.0 to 12.5 mcg/mL for adults and 7.0 to 10.0 mcg/mL for children younger than 5 years. The corresponding levels for phenobarbital are 20.0 to 40.0 mcg/mL for adults and 15.0 to 30.0 mcg/mL for children younger than 5 years. Dosage adjustment based on blood level information is the best way to obtain optimal response to the drug. | The phenobarbital level should be monitored at the same time the primidone level is monitored as phenobarbital is a metabolite of primidone. | 1. Lenkapothula N, Cascella M. Primidone. In: StatPearls [Internet]. StatPearls Publishing; 2024. Updated July 24, 2023. Available at www.ncbi.nlm.nih.gov/books/NBK562297/ 2. Aronson J. Meyler's Side Effects of Drugs: The International Encyclopedia of Adverse Drug Reactions and Interactions. 16th ed. Elsevier; 2016:927-932. doi.org/10.1016/B978-0-444-53717-1.01336-6 | Primidone The assay is a homogeneous enzyme immunoassay technique used for the analysis of specific compounds in biological fluids. The assay is based on competition between drug in the sample and drug labeled with the enzyme glucose-6-phosphate dehydrogenase (G6PDH) for antibody binding sites. Enzyme activity decreases upon binding to the antibody, so the drug concentration in the sample can be measured in terms of enzyme activity. Active enzyme converts oxidized nicotinamide adenine dinucleotide (NAD) to NADH (the reduced form of NAD), resulting in an absorbance change that is measured spectrophotometrically. Endogenous serum G6PDH does not interfere, because the coenzyme functions only with the bacterial (Leuconostoc mesenteroides) enzyme employed in the assay.(Package insert: Siemens Primidone reagent. Siemens Healthcare Diagnostics Ltd; 03/2015) Phenobarbital The assay is based on the kinetic interaction of microparticles in a solution. Phenobarbital antibody is covalently coupled to microparticles and the drug derivative is linked to a macromolecule. The kinetic interaction of microparticles in solutions is induced by binding of drug-conjugate to the antibody on the microparticles and is inhibited by the presence of phenobarbital in the sample. A competitive reaction takes place between the drug conjugate and phenobarbital in the serum sample for binding to the phenobarbital antibody on the microparticles. The resulting kinetic interaction of microparticles is indirectly proportional to the amount of drug present in the sample.(Package insert: Roche Phenobarbital reagent. Roche Diagnostics; V9.0 11/2021) | Same day/1 day | 1 week | This test has been cleared, approved, or is exempt by the US Food and Drug Administration and is used per manufacturer's instructions. Performance characteristics were verified by Mayo Clinic in a manner consistent with CLIA requirements. | PRIMD-80188PBR-80184 | Primidone and Phenobarbital, S | 10547-8 | PRIMD | Primidone, S | 3978-4
PTRE | Privet Tree, IgE, Serum | Establishing a diagnosis of an allergy to privet tree Defining the allergen responsible for eliciting signs and symptoms Identifying allergens: -Responsible for allergic response and/or anaphylactic episode -To confirm sensitization prior to beginning immunotherapy -To investigate the specificity of allergic reactions to insect venom allergens, drugs, or chemical allergens | Fluorescence Enzyme Immunoassay (FEIA) | Yes | Privet Tree, IgE | Serum | Collection Container/Tube: Preferred:Serum gel Acceptable:Red top Submission Container/Tube:Plastic vial Specimen Volume:0.5 mL for every 5 allergens requested Collection Instructions:Centrifuge and aliquot serum into a plastic vial. | For 1 allergen: 0.3 mL For more than 1 allergen: (0.05 mL x number of allergens) + 0.25 mL deadspace | Clinical manifestations of immediate hypersensitivity (allergic) diseases are caused by the release of proinflammatory mediators (histamine, leukotrienes, and prostaglandins) from IgE-sensitized effector cells (mast cells and basophils) when cell-bound IgE antibodies interact with an allergen. In vitro serum testing for IgE antibodies provides an indication of the immune response to allergens that may be associated with allergic disease. The allergens chosen for testing often depend upon the age of the patient, history of allergen exposure, season of the year, and clinical manifestations. In individuals predisposed to develop allergic disease, the sequence of sensitization and clinical manifestations proceed as follows: eczema and respiratory disease (rhinitis and bronchospasm) in infants and children less than 5 years due to food sensitivity (milk, egg, soy, and wheat proteins) followed by respiratory disease (rhinitis and asthma) in older children and adults due to sensitivity to inhalant allergens (dust mite, mold, and pollen inhalants). | Class,IgE kU/L,Interpretation, 0,<0.10,Negative, 0/1,0.10-0.34,Borderline/equivocal, 1,0.35-0.69,Equivocal, 2,0.70-3.49,Positive, 3,3.50-17.4,Positive, 4,17.5-49.9,Strongly positive, 5,50.0-99.9,Strongly positive, 6,> or =100,Strongly positive, | Detection of IgE antibodies in serum (class 1 or greater) indicates an increased likelihood of allergic disease as opposed to other etiologies and defines the allergens that may be responsible for eliciting signs and symptoms. The level of IgE antibodies in serum varies directly with the concentration of IgE antibodies expressed as a class score or kU/L. | Testing for IgE antibodies is not useful in patients previously treated with immunotherapy to determine if residual clinical sensitivity exists or in patients in whom the medical management does not depend upon identification of allergen specificity. Some individuals with clinically insignificant sensitivity to allergens may have measurable levels of IgE antibodies in serum, and test results must be interpreted in the clinical context. False-positive results for IgE antibodies may occur in patients with markedly elevated serum IgE (>2500 kU/L) due to nonspecific binding to allergen solid phases. | Homburger HA, Hamilton RG: Allergic diseases. In: McPherson RA, Pincus MR, eds. Henry's Clinical Diagnosis and Management by Laboratory Methods. 23rd ed. Elsevier; 2017:1057-1070 | Specific IgE from the patient's serum reacts with the allergen of interest, which is covalently coupled to an ImmunoCAP. After washing away nonspecific IgE, enzyme-labeled anti-IgE antibody is added to form a complex. After incubation, unbound anti-IgE is washed away, and the bound complex incubated with a developing agent. After stopping the reaction, the fluorescence of the eluate is measured. Fluorescence is proportional to the amount of specific IgE present in the patient's sample (ie, the higher the fluorescence value, the more IgE antibody is present).(Package insert: ImmunoCAP System Specific IgE FEIA. Phadia; Rev 06/2020) | Same day/1 to 3 days | 14 days | This test has been cleared, approved, or is exempt by the US Food and Drug Administration and is used per manufacturer's instructions. Performance characteristics were verified by Mayo Clinic in a manner consistent with CLIA requirements. | 86003 | Privet Tree, IgE | 7632-3 | PTRE | Privet Tree, IgE | 7632-3
PRKSG | PRKAR1A Full Gene Sequencing with Deletion/Duplication, Varies | Providing a genetic evaluation for patients with a personal or family history suggestive of Carney Complex (CNC) or acrodysostosis-1 with hormone resistance Establishing a diagnosis of CNC or acrodysostosis-1 with hormone resistance | Sequence Capture and Targeted Next-Generation Sequencing followed by Polymerase Chain Reaction (PCR) and Sanger Sequencing | Yes | PRKAR1A Full Gene Analysis | Varies | Patient Preparation:A previous bone marrow transplant from an allogenic donor will interfere with testing. Call 800-533-1710 for instructions for testing patients who have received a bone marrow transplant. Specimen Type:Whole blood Container/Tube: Preferred:Lavender top (EDTA) or yellow top (ACD) Acceptable:Any anticoagulant Specimen Volume:3 mL Collection Instructions: 1. Invert several times to mix blood. 2. Send whole blood specimen in original tube.Do not aliquot. Specimen Stability Information:Ambient (preferred)/Refrigerated | 1 mL | Carney complex (CNC) is an autosomal dominant disorder caused by heterozygous germlineinactivating variants in thePRKAR1Agene. This condition has also been designated by the following acronyms: NAME (nevi, atrial myxomas, ephelides) and LAMB (lentigines, atrial myxoma, blue nevi). CNC is characterized by skin pigmentary abnormalities, myxomas, endocrine tumors, and schwannomas. The most common presenting feature of CNC is unusual skin pigmentation, including brown skin spots called lentigines or blue-black moles called blue nevi. Myxomas are noncancerous (benign) tumors that can occur in the heart (cardiac myxoma), skin, breast, and other internal organs. Cardiac myxomas can occur at a young age and may block blood flow through the heart, causing serious complications or sudden death. Approximately 25% of affected individuals will develop primary pigmented nodular adrenocortical disease (PPNAD), which can lead to development of Cushing syndrome. Large-cell calcifying Sertoli cell tumors occur in most affected male patients and may develop in the first decade of life in about one third of cases. Multiple thyroid nodules are present in as many as 75% of affected individuals. Pituitary adenomas resulting in clinically evident acromegaly occur in approximately 10% of adults with CNC. Another 10% of affected individuals have psammomatous melanotic schwannomas, which are typically benign but may be malignant.(1-4) PRKAR1Aencodes for cyclic AMP-dependent protein kinase type I-alpha regulatory subunit.PRKAR1Afunctions as a canonical tumor-suppressor gene, with biallelic inactivation in tumors resulting in constitutive activation of protein kinase A. Approximately 70% of individuals with a diagnosis of CNC have an affected parent, while approximately 30% have ade novodisease-causing variant. CNC is a highly penetrant disorder, with approximately 95% of those with a disease-causingPRKAR1Avariant developing disease by age 50 years. The proportion of probands with a disease-causing variant detectable by sequence analysis is approximately 60% but can be higher (approximately 80%) in individuals presenting with Cushing syndrome caused by PPNAD.(4) While the majority of reported disease-causingPRKAR1Agene variants are associated with CNC, this gene is also associated with an autosomal dominant condition called acrodysostosis-1 with hormone resistance. This condition is characterized by multiple hormone resistance, short stature, brachycephaly, and short broad hands with short metacarpals and phalanges, among other features. This phenotype results from disease-causingPRKAR1Avariants in one of the protein’s cyclic AMP-binding domains and has a different mechanism of disease than CNC.(5) | An interpretive report will be provided. | All detected variants are evaluated according to American College of Medical Genetics and Genomics recommendations.(6) Variants are classified based on known, predicted, or possible pathogenicity and reported with interpretive comments detailing their potential or known significance. | Clinical Correlations: Test results should be interpreted in the context of clinical findings, family history, and other laboratory data. Misinterpretation of results may occur if the information provided is inaccurate or incomplete. If testing was performed because of a clinically significant family history, it is often useful to first test an affected family member. Detection of a reportable variant(s) in an affected family member would allow for more informative testing of at-risk individuals. To discuss the availability of additional testing options or for assistance in the interpretation of these results, contact the Mayo Clinic Laboratories genetic counselors at 800-533-1710. Technical Limitations: Next-generation sequencing may not detect all types of genomic variants. In rare cases, false-negative or false-positive results may occur. The depth of coverage may be variable for some target regions; assay performance below the minimum acceptable criteria or for failed regions will be noted. Given these limitations, negative results do not rule out the diagnosis of a genetic disorder. If a specific clinical disorder is suspected, evaluation by alternative methods can be considered. There may be regions of genes that cannot be effectively evaluated by sequencing or deletion and duplication analysis as a result of technical limitations of the assay, including regions of homology, high guanine-cytosine (GC) content, and repetitive sequences. Confirmation of select reportable variants will be performed by alternate methodologies based on internal laboratory criteria. This test is validated to detect 95% of deletions up to 75 base pairs (bp) and insertions up to 47 bp. Deletions-insertions (delins) of 40 or more bp, including mobile element insertions, may be less reliably detected than smaller delins. Deletion/Duplication Analysis: This analysis targets single and multi-exon deletions/duplications; however, in some instances single exon resolution cannot be achieved due to isolated reduction in sequence coverage or inherent genomic complexity. Balanced structural rearrangements (such as translocations and inversions) may not be detected. This test is not designed to detect low levels of mosaicism or to differentiate between somatic and germline variants. If there is a possibility that any detected variant is somatic, additional testing may be necessary to clarify the significance of results. For detailed information regarding gene specific performance and technical limitations, see Method Description or contact a laboratory genetic counselor. If the patient has had an allogeneic hematopoietic stem cell transplant or a recent blood transfusion, results may be inaccurate due to the presence of donor DNA. Call Mayo Clinic Laboratories for instructions for testing patients who have received a bone marrow transplant. Reclassification of Variants: At this time, it is not standard practice for the laboratory to systematically review previously classified variants on a regular basis. The laboratory encourages healthcare providers to contact the laboratory at any time to learn how the classification of a particular variant may have changed over time. Variant Evaluation: Evaluation and categorization of variants is performed using published American College of Medical Genetics and Genomics and the Association for Molecular Pathology recommendations as a guideline. Other gene-specific guidelines may also be considered.(6) Variants are classified based on known, predicted, or possible pathogenicity and reported with interpretive comments detailing their potential or known significance. Variants classified as benign or likely benign are not reported. Multiple in silico evaluation tools may be used to assist in the interpretation of these results. The accuracy of predictions made by in silico evaluation tools is highly dependent upon the data available for a given gene, and periodic updates to these tools may cause predictions to change over time. Results from in silico evaluation tools should be interpreted with caution and professional clinical judgment. Rarely, incidental or secondary findings may implicate another predisposition or presence of active disease. Incidental findings may include, but are not limited to, results related to the sex chromosomes. These findings will be carefully reviewed to determine whether they will be reported. | 1. Maleszewski JJ, Larsen BT, Kip NS, et al: PRKAR1A in the development of cardiac myxoma: a study of 110 cases including isolated and syndromic tumors. Am J Surg Pathol. 2014 Aug;38(8):1079-1087 doi: 10.1097/PAS.0000000000000202 2. Rhayem Y, Le Stunff C, Abdel Khalek W, et al: Functional characterization of PRKAR1A mutations reveals a unique molecular mechanism causing acrodysostosis but multiple mechanisms causing Carney complex. J Biol Chem. 2015 Nov13;290(46):27816-27828. doi: 10.1074/jbc.M115.656553 3. Salpea P, Horvath A, London E, et al: Deletions of the PRKAR1A locus at 17q24.2-q24.3 in Carney complex: genotype-phenotype correlations and implications for genetic testing. J Clin Endocrinol Metab. 2014 Jan;99(1):E183-E188. doi: 10.1210/jc.2013-3159 4. Stratakis CA, Raygada M: Carney complex. In: Adam MP, Ardinger HH, Pagon RA, et al. GeneReviews [Internet]. University of Washington, Seattle; 2003. Updated August 16, 2018. Accessed September 22, 2021. Available atwww.ncbi.nlm.nih.gov/books/NBK1286/ 5.Nagasaki K, Iida T, Sato H, et al: PRKAR1A mutation affecting cAMP-mediated G protein-coupled receptor signaling in a patient with acrodysostosis and hormone resistance. J Clin Endocrinol Metab. 2012 Sep;97(9):E1808-E1813. doi: 10.1210/jc.2012-1369 6. Richards S, Aziz N, Bale S, et al: Standards and guidelines for the interpretation of sequence variants: a joint consensus recommendation of the American College of Medical Genetics and Genomics and the Association for Molecular Pathology. Genet Med. 2015 May;17(5):405-424 | Next-generation sequencing (NGS) and/or Sanger sequencing are performed to test for the presence of variants in coding regions and intron/exon boundaries ofPRKAR1A, as well as some other regions that have known disease-causing variants. The human genome reference GRCh37/hg19 build was used for sequence read alignment. At least 99% of the bases are covered at a read depth over 30X. Sensitivity is estimated at above 99% for single nucleotide variants, above 94% for deletions-insertions (delins) less than 40 base pairs (bp), above 95% for deletions up to 75 bp and insertions up to 47 bp. NGS and/or a polymerase chain reaction-based quantitative method is performed to test for the presence of deletions and duplications inPRKAR1A. There may be regions of genes that cannot be effectively evaluated by sequencing or deletion and duplication analysis as a result of technical limitations of the assay, including regions of homology, high guanine-cytosine (GC) content, and repetitive sequences.(Unpublished Mayo method) The reference transcript forPRKAR1Agene is NM_002734.4. Reference transcript numbers may be updated due to transcript re-versioning. Always refer to the final patient report for gene transcript information referenced at the time of testing. Confirmation of select reportable variants may be performed by alternate methodologies based on internal laboratory criteria. | 28 to 42 days | Whole blood: 2 weeks (if available); Extracted DNA: 3 months | This test was developed and its performance characteristics determined by Mayo Clinic in a manner consistent with CLIA requirements. It has not been cleared or approved by the US Food and Drug Administration. | 81479 | PRKAR1A Full Gene Analysis | 94214-4 | 617448 | Released By | 18771-6
GAL2 | Probability of Hepatocellular Carcinoma, Serum | Calculation of the risk for patients with chronic liver disease to develop hepatocellular carcinoma | Only orderable as part of a profile. For more information see HCCGS / Hepatocellular Carcinoma Risk Panel with GALAD Score, Serum Calculation | Yes | Probability of HCC | Serum | Only orderable as part of a profile. For more information see HCCGS / Hepatocellular Carcinoma Risk Panel with GALAD Score, Serum. Collection Container/Tube: Preferred:Serum gel Acceptable:Red top Submission Container/Tube:Plastic vial Specimen Volume:0.5 mL Collection Instructions:Centrifuge and aliquot serum into a plastic vial. | 0.25 mL | Biomarkers of hepatocellular carcinoma (HCC) include alpha-fetoprotein (AFP),third electrophoretic form of lentil lectin-reactive AFP(AFP-L3), and des-carboxy-prothrombin (DCP). The GALAD (gender, age, AFP-L3, AFP, des-gamma-carboxy prothrombin) model combines these three biomarkers with the patient's gender and age to estimate the risk of HCC in patients with chronic liver disease based on the following equation:Z = -10.08 + 0.09 x age + 1.67 x sex + 2.34 log(10)(AFP) + 0.04 x AFP - L3 + 1.33 x log(10) (DCP), where sex = 1 for males, 0 for females. The GALAD score is calculated using the lower limit of quantitation (LLOQ) when one or more of the following values are below the LLOQ: %L3, Total AFP, or Des-Gamma-Carboxy Prothrombin. In the event this occurs, the GALAD score is resulted as (<)GALAD score. The GALAD model has been demonstrated to have higher diagnostic accuracy for the detection of HCC when compared to the use AFP, AFP-L3, and DCP markers alone or in combination.The performance of the GALAD score has also been reported to be superior to ultrasound for HCC detection. | Only orderable as part of a profile. For more information see HCCGS / Hepatocellular Carcinoma Risk Panel with GALAD Score, Serum Not applicable | Higher GALAD(gender, age, AFP-L3, AFP, des-gamma-carboxy prothrombin)model scores correlate with increased risk ofhepatocellular carcinoma (HCC).The area under the curve (AUC) of a receiver operating characteristic curve of the GALAD score was 0.95 for all HCC detection and 0.92 for the detection of early-stage HCC.Additionally,the AUC of the GALAD score (0.95) was higher than that of ultrasound alone for all HCC detection (AUC of 0.82,P<0.01). The sensitivity and specificity performance characteristics of the GALAD score for HCC will be influenced by the selected GALAD score cut-off. For example, at anoptimal AUC cutoff of 0.76, the GALAD score had 91% sensitivity and 85% specificity for HCC detection. At a more specific GALAD score cutoff of 0.88, the observed sensitivity was 80% for HCC detection with an observed specificity of 97%. The GALAD model was developed and validated in patient cohorts with a prevalence of HCC ranging from 35% to 49%. The performance of the model may be altered in populations with different HCC prevalence.In addition,the clinical performance of the GALAD score varies by etiology of HCC and, therefore, may be different in different regions of the world. | The total alpha-fetoprotein (AFP) and AFP-L3 test values must be obtained using the uTASWako i30 in the GALAD(gender, age, AFP-L3, AFP, des-gamma-carboxy prothrombin) score calculation. Test results cannot be interpreted as absolute evidence for the presence or absence of malignant disease. Total AFP and AFP-L3 values are not interpretable during pregnancy for the investigation of malignant disease. Des-gamma-carboxy prothrombin (DCP) producing tumors other than hepatocellular carcinoma can show elevated DCP values. Medication containing vitamin K preparations may cause a negative bias with DCP values. Medication containing vitamin K antagonist or antibiotic may cause a positive bias with DCP values. In rare cases, some individuals can develop antibodies to mouse or other animal antibodies (often referred to as human anti-mouse antibodies [HAMA] or heterophile antibodies), which may cause interference in some immunoassays. Caution should be used in interpretation of results and the laboratory should be alerted if the result does not correlate with the clinical presentation. | 1. Johnson P, Pirrie S, Cox T, et al. The detection of hepatocellular carcinoma using a prospectively developed and validated model based on serological biomarkers.Cancer Epidemiol Biomarkers Prev.2014;23(1):144-153 2.Berhane S, Toyota H, Tada T, et al. Role of the GALAD and BALAD-2 serologic models in diagnosis of hepatocellular carcinoma and prediction of survival in patients.Clin Gastroenterol Hepatic.2016;14(6):875-886 3. Yang JD, Addissie BD, Mara KC, et al. GALAD score for hepatocellular carcinoma detection in comparison with liver ultrasound and proposal of GALADUS score. Cancer Epidemiol Biomarkers Prev. 2019;28(3):531-538 doi:10.1158/1055-9965 4. Leerapun A, Suravarapu S, Bida JP, et al. The utility of serum AFP-L3 in the diagnosis of hepatocellular carcinoma: Evaluation in a U.S. referral population. Clin Gastroenterol Hepatol. 2007;5(3):394-402 5. Durazo FA, Blatt LM, Corey WG, et al. Des-gamma-carboxyprothrombin, alpha-fetoprotein and AFP-L3 in patients with chronic hepatitis, cirrhosis and hepatocellular carcinoma. J Gastroenterol Hepatol. 2008;23:1541-1548 6. Chaiteerakij R, Addissie BD, Roberts LR. Update on biomarkers of hepatocellular carcinoma. Clin Gastroenterol Hepatol. 2015;13(2):237-245 doi:10.1016/j.cgh.2013.10.038 | The GALAD (gender, age, AFP-L3, AFP, des-gamma-carboxy prothrombin)model is a statistical model for estimating the likelihood of hepatocellular carcinoma in patients with chronic liver disease.The GALAD score is calculated based on gender, age, and measured concentrations of AFL-L3, AFP, and DCP. | Same day/1 to 4 days | 3 months | Not Applicable |  | Probability of HCC | 96709-1 | GAL2 | Probability of HCC | 96709-1
AMLAB | Probe, Each Additional (AMLAF) (Bill Only) |  | This test is for billing purposes only. This is not an orderable test. Fluorescence In Situ Hybridization (FISH) | Yes | Probe, Each Additional (AMLAF) | Varies | This test is for billing purposes only. This is not an orderable test. |  |  | This test is for billing purposes only. This is not an orderable test. | [6 empty] | Not Applicable | 88271x288275
AMLMB | Probe, Each Additional (AMLMF) (Bill Only) |  | This test is for billing purposes only. This is not an orderable test. Fluorescence In Situ Hybridization (FISH) | Yes | Probe, Each Additional (AMLMF) | Varies | This test is for billing purposes only. This is not an orderable test. |  |  | This test is for billing purposes only. This is not an orderable test. | [6 empty] | Not Applicable | 88271x288275
AMLPB | Probe, Each Additional (AMLPF) (Bill Only) |  | This test is for billing purposes only. This is not an orderable test. Fluorescence In Situ Hybridization (FISH) | Yes | Probe, Each Additional (AMLPF) | Varies | This test is for billing purposes only. This is not an orderable test. |  |  | This test is for billing purposes only. This is not an orderable test. | [6 empty] | Not Applicable | 88271x288275
CLLDB | Probe, Each Additional (CLLDF) (Bill Only) |  | This test is for billing purposes only. This is not an orderable test. Fluorescence In Situ Hybridization (FISH) | Yes | Probe, Each Additional (CLLDF) | This test is for billing purposes only. | This test is for billing purposes only. This is not an orderable test. |  |  | This test is for billing purposes only. This is not an orderable test. | [6 empty] | Not Applicable | 88271 x 288275 x 1 - FISH Probe, Analysis; each additional probe set (if appropriate)
CLLMB | Probe, Each Additional (CLLMF) (Bill Only) |  | This test is for billing purposes only. This is not an orderable test. Fluorescence In Situ Hybridization (FISH) | Yes | Probe, Each Additional (CLLMF) | This test is for billing purposes only. | This test is for billing purposes only. This is not an orderable test. |  |  | This test is for billing purposes only. This is not an orderable test. | [6 empty] | Not Applicable | 88271 x 288275 x1 - FISH Probe, Analysis; each additional probe set (if appropriate)
COGTB | Probe, Each Additional (COGTF) (Bill Only) |  | This test is for billing purposes only. This is not an orderable test. Fluorescence In Situ Hybridization (FISH) | Yes | Probe, Each Additional (COGTF) | Varies | This test is for billing purposes only. This is not an orderable test. |  |  | This test is for billing purposes only. This is not an orderable test. | [6 empty] | Not Applicable | 88271 x 288275
EOSMB | Probe, Each Additional (EOSMF) (Bill Only) |  | This test is for billing purposes only. This is not an orderable test. Fluorescence In Situ Hybridization (FISH) | Yes | Probe, Each Additional (EOSMF) | Varies | This test is for billing purposes only. This is not an orderable test. |  |  | This test is for billing purposes only. This is not an orderable test. | [6 empty] | Not Applicable | 88271 x 288275
HEMMB | Probe, Each Additional (HEMMF) (Bill Only) |  | This test is for billing purposes only. This is not an orderable test. Fluorescence In Situ Hybridization (FISH) | Yes | Probe, Each Additional (HEMMF) | Varies | This test is for billing purposes only. This is not an orderable test. |  |  | This test is for billing purposes only. This is not an orderable test. | [6 empty] | Not Applicable | 88271 x 288275
MPCDB | Probe, Each Additional (MPCDS) (Bill Only) |  | This test is for billing purposes only. This is not an orderable test. Fluorescence In Situ Hybridization (FISH) | Yes | Probe, Each Additional (MPCDS) | Varies | This test is for billing purposes only. This is not an orderable test. |  |  | This test is for billing purposes only. This is not an orderable test. | [6 empty] | Not Applicable | 88271x288274
PCPDB | Probe, Each Additional (PCPDS) (Bill Only) |  | This test is for billing purposes only. This is not an orderable test. Fluorescence In Situ Hybridization (FISH) | Yes | Probe, Each Additional (PCPDS) | Varies | This test is for billing purposes only. This is not an orderable test. |  |  | This test is for billing purposes only. This is not an orderable test. | [6 empty] | Not Applicable | 88271 x 288274
TALAB | Probe, Each Additional (TALAF) (Bill Only) |  | This test is for billing purposes only. This is not an orderable test. Fluorescence In Situ Hybridization (FISH) | Yes | Probe, Each Additional (TALAF) | Varies | This test is for billing purposes only. This is not an orderable test. |  |  | This test is for billing purposes only. This is not an orderable test. | [6 empty] | Not Applicable | 88271x 288275
TALMB | Probe, Each Additional (TALMF) (Bill Only) |  | This test is for billing purposes only. This is not an orderable test. Fluorescence In Situ Hybridization (FISH) | Yes | Probe, Each Additional (TALMF) | Varies | This test is for billing purposes only. This is not an orderable test. |  |  | This test is for billing purposes only. This is not an orderable test. | [6 empty] | Not Applicable | 88271x288275
TALPB | Probe, Each Additional (TALPF) (Bill Only) |  | This test is for billing purposes only. This is not an orderable test. Fluorescence In Situ Hybridization (FISH) | Yes | Probe, Each Additional (TALPF) | Varies | This test is for billing purposes only. This is not an orderable test. |  |  | This test is for billing purposes only. This is not an orderable test. | [6 empty] | Not Applicable | 88271x 288275
EOS3B | Probe, Tri-color (EOSMF) (Bill Only) |  | This test is for billing purposes only. This is not an orderable test. Fluorescence In Situ Hybridization (FISH) | Yes | Probe, Tri-color (EOSMF) | Varies | This test is for billing purposes only. This is not an orderable test. |  |  | This test is for billing purposes only. This is not an orderable test. | [6 empty] | Not Applicable | 88271
PA | Procainamide and N-Acetylprocainamide, Serum | Monitoring therapy with procainamide Assessing compliance Evaluating procainamide toxicity | Homogeneous Enzyme Immunoassay | Yes | Procainamide and NAPA, S | Serum | Supplies:Sarstedt Aliquot Tube, 5 mL (T914) Collection Container/Tube: Preferred:Serum gel Acceptable:Red top Submission Container/Tube:Plastic vial Specimen Volume:0.5 mL Collection Instructions: 1. Serum gel tubes should be centrifuged within 2 hours of collection. 2. Red-top tubes should be centrifuged and the serum aliquoted into a plastic vial within 2 hours of collection. | 0.25 mL | Procainamide (PA) is indicated in the treatment of life-threatening ventricular arrhythmias. PA is metabolized to an active metabolite,N-acetylprocainamide (NAPA), with metabolism controlled by genetically determined enzymes. In patients with normal kidney function, fast metabolizers will have a PA:NAPA ratio less than 1 at 3 hours after the dose is administered. Slow acetylators (PA:NAPA ratio >2 after 3 hours) are more likely to present with systemic lupus erythematosus-like symptoms and may test positive for antinuclear antibodies. Patients who have prolonged exposure to procainamide levels above 12.0 mcg/mL or a NAPA concentration of 40.0 mcg/mL or higher are very likely to exhibit symptoms of toxicity, which are characterized by hypotension, ventricular fibrillation, widened QRS complex (intraventricular conduction delay), junctional tachycardia, oliguria, confusion, nausea, and vomiting. Kidney disease, liver disease, cardiac failure, and states of low cardiac output reduce the metabolism and clearance of PA and NAPA. Coadministration of histamine H2 receptor antagonists, such as cimetidine and ranitidine reduce renal clearance of PA and NAPA resulting in higher plasma concentrations of each. | Procainamide Therapeutic: 4.0-10.0 mcg/mL Critical value: >12.0 mcg/mL N-acetylprocainamide Therapeutic: 12.0-18.0 mcg/mL Critical value: > or =40.0 mcg/mL | Administration of a dose of 50 mg/kg will usually yield the optimal trough concentration in the range of 4.0 to 10.0 mcg/mL for procainamide and 12.0 to 18.0 mcg/mL forN-acetylprocainamide. | No significant cautionary statements | 1. Milone MC, Shaw LM. Chapter 42: Therapeutic drugs and their management. In: Rifai N, Chiu RWK, Young I, Burnham C-AD, Wittwer CT, eds. Tietz Textbook of Laboratory Medicine. 7th ed. Elsevier; 2023:420-453.e9 2. Brunton LL, Knollmann BC, eds. Goodman and Gilman's: The Pharmacological Basis of Therapeutics, 14th ed. McGraw-Hill Education, 2023 | These assays are based on a homogeneous enzyme immunoassay technique. The assay is a competition assay between the drug in the sample and drug labeled with the enzyme glucose-6-phosphate dehydrogenase (G6PD) for antibody binding sites. Enzyme activity decreases upon binding to the antibody, so the drug concentration in the sample can be measured in terms of enzyme activity. Active enzyme converts oxidized nicotinamide adenine dinucleotide (NAD) to NADH, resulting in an absorbance change that is measured spectrophotometrically. Endogenous serum G6PD does not interfere because the coenzyme functions only with the bacterial (Leuconostoc mesenteroides) enzyme employed in the assay.(Package inserts: Procainamide and N-acetylprocainamide. Roche Diagnostics; 08/2015) | Same day/1 to 2 days | 2 weeks | This test has been modified from the manufacturer's instructions. Its performance characteristics were determined by Mayo Clinic in a manner consistent with CLIA requirements. This test has not been cleared or approved by the US Food and Drug Administration. | 80192 | Procainamide and NAPA, S | 3983-4 | 2462 | Procainamide + NAPA | 3983-4
PRCAL | Procalcitonin, Serum | Monitoring antibiotic therapy and all-cause mortality for patients diagnosed with severe sepsis or septic shock in the Intensive Care Unit (ICU) or when obtained in the emergency department or other medical wards prior to ICU admission | Electrochemiluminescence | Yes | Procalcitonin, S | Serum | Supplies:Sarstedt Aliquot Tube, 5 mL (T914) Collection Container/Tube: Preferred:Serum gel Acceptable:Red top Specimen Volume:0.6 mL Collection Instructions: 1. Serum gel tubes should be centrifuged within 2 hours of collection. 2. Red-top tubes should be centrifuged and the serum aliquoted into a plastic vial within 2 hours of collection. | 0.5 mL | Procalcitonin (PCT) is a biomarker associated with the inflammatory response to bacterial infection and aids in the risk assessment of critically ill patients on their first day of admission to the intensive care unit (ICU), or when obtained in the emergency department or other medical wards prior to ICU admission, for progression to severe sepsis and septic shock. The percent change in PCT level over time aids in the prediction of cumulative 28-day mortality in patients with severe sepsis and septic shock. A PCT level that declines 80% or less from the day that severe sepsis or septic shock was clinically diagnosed (day 0) to 4 days after clinical diagnosis (day 4) is associated with higher cumulative 28-day risk of all-cause mortality than a decline above 80%. The PCT level on day 1 (the day after severe sepsis or septic shock is first clinically diagnosed) can be used to calculate the percent change in PCT level at day 4 if the day 0 measurement is unavailable. | 0.00-0.24 ng/mL | Systemic inflammatory response syndrome, sepsis, severe sepsis, and septic shock were categorized according to the criteria of the consensus conference of the American College of Chest Physicians/Society of Critical Care Medicine.(1) The change of procalcitonin (PCT) concentration over time provides prognostic information about the risk of mortality(2) within 28 days for patients diagnosed with severe sepsis or septic shock coming from the emergency department, intensive care unit, other medical wards, or directly from outside the hospital. Data support the use of procalcitonin determinations from the day severe sepsis or septic shock is first diagnosed (day 0) or the day thereafter (day 1) and the fourth day after diagnosis (day 4) for the classification of patients into higher and lower risk for mortality within 28 days. Change in procalcitonin of 80% or less: A decrease of PCT levels below or equal to 80% defines a positive change in PCT test result representing a higher risk for 28-day all-cause mortality of patients diagnosed with severe sepsis or septic shock. Change in procalcitonin above 80%: A decrease of PCT levels of more than 80% defines a negative change in PCT result representing a lower risk for 28-day all-cause mortality of patients diagnosed with severe sepsis or septic shock. Positive results: Procalcitonin greater than or equal to 0.25 ng/mL may indicate bacteremia or bacterial pneumonia; however, it is a non-specific biomarker. False positives can be seen in patients with a variety of illnesses, including but not limited to severe trauma, shock, recent surgery, burns, renal insufficiency, severe liver disease, COVID-19, and certain malignancies. Negative results: Procalcitonin less than 0.25 ng/mL may indicate lower probability of bacteremia or bacterial pneumonia. Intracellular bacteria, viruses, and fungi do not cause elevation of procalcitonin, so low values (<0.25 ng/mL) do not rule out other infections. | This assay is not indicated to be used as a stand-alone diagnostic assay to determine the risk of 28-day all-cause mortality. Changes in procalcitonin should always be interpreted in the context of the clinical status of the patient and other laboratory results. There is no uniformly recognized interpretation of the change in procalcitonin concentration levels for the prediction of mortality, and overall mortality is strongly dependent on many factors, including pre-existing patient risk factors and clinical course. The need to continue intensive care unit care at day 4 and other covariates (eg, age, SOFA score) are also significant predictors of 28-day cumulative mortality risk. Validation of this test as an aid in predicting mortality was performed in a study population with an overall 28-day mortality of 22%. Serum biotin concentrations up to 1200 ng/mL do not interfere with this assay. Concentrations up to 1200 ng/mL may be present in specimens collected from patients taking extremely high doses of biotin up to 300 mg per day.(3) In a study among 54 healthy volunteers, supplementation with 20 mg/day biotin resulted in a maximum serum biotin concentration of 355 ng/mL 1 hour post-dose.(4) | 1. American College of Chest Physicians/Society of Critical Care Medicine Consensus Conference: Definitions for sepsis and organ failure and guidelines for the use of innovative therapies in sepsis. Crit Care Med. 1992;20(6):864-874 2. Schuetz P, Maurer P, Punjabi V, Desai A, Amin DN, Gluck E. Procalcitonin decrease over 72 hours in US critical care units predicts fatal outcome in sepsis patients. Crit Care. 2013;17(3):R115. doi:10.1186/cc12787 3. Peyro Saint Paul L, Debruyne D, Bernard D, Mock DM, Defer GL. Pharmacokinetics and pharmacodynamics of MD1003 (high-dose biotin) in the treatment of progressive multiple sclerosis. Expert Opin Drug Metab Toxicol. 2016;12(3):327-344. doi:10.1517/17425255.2016.1136288 4. Grimsey P, Frey N, Bendig G, et al. Population pharmacokinetics of exogenous biotin and the relationship between biotin serum levels and in vitro immunoassay interference. J Pharmacokinet Pharmacodyn. 2017;2(4):247-256. doi:10.4155/ipk-2017-0013 5.Chambliss AB, Patel K, Colon-Franco JM, et al. AACC guidance document on the clinical use of procalcitonin. J Appl Lab Med. 2023;8(3):598-634. doi:10.1093/jalm/jfad007 | The procalcitonin method employs monoclonal antibodies specifically directed against procalcitonin. A biotinylated monoclonal antibody and a second monoclonal antibody labeled with a ruthenium complex react to form a sandwich complex. After the addition of streptavidin-coated microparticles, the complex becomes bound to the solid phase via interaction of biotin and streptavidin. The reaction mixture is aspirated into the measuring cell where the microparticles are magnetically captured onto the surface of the electrode. Application of a voltage to the electrode then induces chemiluminescent emission, that is measured by a photomultiplier.(Package insert: PCT. Roche Diagnostics; 04/2023) | Same day/1 to 2 days | 7 days | This test has been cleared, approved, or is exempt by the US Food and Drug Administration and is used per manufacturer's instructions. Performance characteristics were verified by Mayo Clinic in a manner consistent with CLIA requirements. | 84145 | Procalcitonin, S | 33959-8 | PRCAL | Procalcitonin, S | 33959-8
PINP | Procollagen I Intact N-Terminal, Serum | Aiding in monitoring antiresorptive and anabolic therapy in patients with osteoporosis An adjunct in the assessment of conditions associated with increased bone turnover, such as Paget disease This testshould not be usedas a screening test for osteoporosis in the general population. | Radioimmunoassay (RIA) | Yes | Procollagen I Intact N-Terminal, S | Serum | Collection Container/Tube: Preferred:Red top Acceptable:Serum gel Submission Container/Tube:Plastic vial Specimen Volume:0.5 mL Collection Instructions:Centrifuge and aliquot serum into a plastic vial. | 0.25 mL | Procollagen type I propeptides are derived from collagen type I, which is the most common collagen type found in mineralized bone. In bone, collagen is synthesized by osteoblasts in the form of procollagen. This precursor contains a short signal sequence and terminal extension peptides: amino-terminal propeptide (PINP) and carboxy-terminal propeptide. These propeptide extensions are removed by specific proteinases before the collagen molecules form. Both propeptides can be found in the circulation and their concentration reflects the synthesis rate of collagen type I. Although collagen type I propeptides may also arise from other tissues (such as the skin, vessels, fibrocartilage, and tendons), most nonskeletal tissues exhibit a slower turnover than bone and contribute very little to the circulating pool of PINP. PINP is considered themost sensitive marker of bone formation, and it is particularly useful for monitoring bone formation therapies and antiresorptive therapies; it is recommended that the test be performed at baseline before starting osteoporosis therapy and performed again 3 to 6 months later. | Adult male: 22-87 mcg/L Adult female premenopausal: 19-83 mcg/L Adult female postmenopausal: 16-96 mcg/L Reference values have not been established for patients who are younger than 18 years of age. | This assay is specific for the intact trimeric form of procollagen type I N-terminal propeptide (PINP). When monitoring response to osteoporosis treatment, a change of greater or equal to 21% (least significant change) from baseline PINP levels (ie, prior to the start of therapy), 3 to 6 months after initiation of therapy indicates an adequate therapeutic response. The direction of the change in PINP levels (decrease or increase) will depend on the type of osteoporosis treatment. In patients taking bisphosphonates, PINP levels have been shown to decrease up to 70% from baseline after 6 months of therapy. Treatment with hormone replacement therapy also shows a decrease in PINP levels but to a lesser degree than bisphosphonates therapy. In patients treated with teriparatide (recombinant human parathyroid hormone 1-34), PINP levels increase from baseline, reflecting the stimulatory effect of teriparatide on osteoblasts and bone formation. PINP levels have been shown to significantly increase as early as 1 month after teriparatide treatment, peaking at 6 months following treatment. Increases greater than 10 mcg/L have been reported in 77% to 79% of teriparatide-treated patients after 3 months of therapy and are considered a successful response. | There is diurnal variation of procollagen I intact N-terminal propeptide (PINP) levels, with the values being higher at night. When serial measurements of PINP are performed, specimens should be collected at the same time of the day. PINP is metabolized in the liver. In individuals with severe liver disease, clearance from the circulation might be affected resulting in elevated PINP levels. In rare cases, some individuals can develop antibodies to mouse or other animal antibodies (often referred to as human anti-mouse antibodies [HAMA] or heterophile antibodies), which may cause interference in some immunoassays. Caution should be used in interpretation of results, and the laboratory should be alerted if the result does not correlate with the clinical presentation. | 1.Naylor KE, Jacques RM, Paggiosi M, et al. Response of bone turnover markers to three oral bisphosphonate therapies in postmenopausal osteoporosis: the TRIO study. Osteoporos Int. 2016;27(1):21-31. doi:10.1007/s00198-015-3145-7 2. McClungMR, San Martin J, Miller PD, et al. Opposite bone remodeling effects of teriparatide and alendronate in increasing bone mass. Arch Intern Med. 2005;165(15):1762-1768 3.EastellR, Krege JH, Chen P, et al. Development of analgorithmfor using PINP to monitor treatment of patients with teriparatide. Curr Med Res Opin. 2006;22(1):61-66 4.Brown JP, Don-Wauchope A, Douville P, Albert C, Vasikaran SD. Current use of bone turnover markers in the management of osteoporosis. Clin Biochem. 2022;109-110:1-10. doi:10.1016/j.clinbiochem.2022.09.002 | The procollagen I intact N-terminal (PINP) kit is based on the competitive radioimmunoassay technique. A known amount of labeled PINP and an unknown amount of unlabeled PINP in the sample compete for a limited number of high-affinity binding sites of the polyclonal rabbit anti-PINP antibody. A second antibody, directed against rabbit IgG and coated Kaolin particles, is used to separate the antibody-bound PINP from free PINP. The radioactivity of the bound tracer antigen is measured on a gamma counter. The amount of labeled PINP in the sample tube is inversely proportional to the amount of PINP in the sample. The concentrations in unknown samples are obtained from a calibration curve, which is based on the concurrent testing of PINP calibrators.(Package insert: UniQ PINP RIA, Intact N-terminal propeptide of type I procollagen. Orion Diagnostica; 03/2016) | 2 to 6 days | 2 weeks | This test has been cleared, approved, or is exempt by the US Food and Drug Administration and is used per manufacturer's instructions. Performance characteristics were verified by Mayo Clinic in a manner consistent with CLIA requirements. | 83519 | Procollagen I Intact N-Terminal, S | 47255-5 | 61695 | Procollagen I Intact N-Terminal, S | 47255-5
LDAI | Progentec aiSLE DX Lupus Disease Activity Index, Plasma | Aiding in the assessment of current systemic lupus erythematosus disease activity when used in conjunction with standard clinical assessment | Immunoassay | No | Lupus Disease Activity Index, P | Plasma | Supplies: Sarstedt Aliquot Tube, 5 mL (T914) Collection Container/Tube: Yellow top (ACD solution A) Submission Container/Tube: Plastic vial Specimen Volume: 1 mL Collection Instructions: 1. Centrifuge at 1500 xgfor 20 minutes. 2. Aliquot plasma into plastic vial. 3. Freeze specimen within 2 hours of collection. Note: Critical frozen. Separate specimens must be submitted when multiple tests are ordered. | 0.5 mL | This test measures the concentrations of a set of immune modulatory soluble mediators, including cytokines, chemokines, and soluble receptors shown to be associated with current disease activity in plasma of patients with systemic lupus erythematosus.(1) A proprietary weighted algorithm is used to calculate the patient’s disease activity index (DAI) score ranging from -100 to +100. The magnitude of the score indicates the patient’s current level of disease activity. Decision curve analysis was used to define cutoff values for low (<-18.3), medium (-18.3 to 24.6), and high (>24.6) activity scores. Applying these cutoff values a maximum sensitivity of 100% and maximum specificity of 93% was observed for the DAI. Additional complementary analyses demonstrated that a patient with a positive score is almost 3 times more likely to have active disease than patient with a negative score (odds ratio =2.9, p<0.0001). A patient with a positive score is over 7 times more likely to have clinically and serologically active (CASA) disease than a patient with a negative score (quiescent disease) with odds ratio of 7.2 (p<0.0001). The following 10 biomarkers are analyzed and used to calculate the DAI test score: B-lymphocyte stimulator (BLyS/BAFF), CXC motif chemokine ligand 10 (CXCL10/IP-10), interferon alpha-2 (IFN-a2), INF gamma (IFN-y), interleukin-4 (IL-4), IL-7, IL-10, IL-15, osteopontin (OPN), tumor necrosis factor-related apoptosis-inducing ligand (TRAIL). These proteins represent several major immune pathways including chemokine/adhesion (CXCL10/IP-10), homeostasis (IL-7, IL-15), innate (IFN-a2), regulatory (IL-10), Th1-type (IFN-y, OPN), Th-2-type (IL-4), and the TNFR superfamily (BlyS/BAFF, TRAIL). | C-X-C Motif Chemokine Ligand 10 (CXCL10/IP-10): 37-343 pg/mL Interferon gamma (IFN-y): 0.34-7.80 pg/mL Interleukin-15 (IL-15): 1.00-4.30 pg/mL Interleukin-4 (IL-4): 1.000-3.200 pg/mL Interferon alpha-2 (IFNa-2): 3.600-8.300 pg/mL Interleukin-10 (IL-10): 1.20-9.50 pg/mL Interleukin-7 (IL-7): 1.10-12.00 pg/mL TNF-Related Apoptosis-Inducing Ligand (TRAIL): 26-120 pg/mL B Lymphocyte Stimulator (BAFF)/BLys: 370-995 pg/mL Osteopontin (OPN): 14,958-95,972 pg/mL | This test measures the concentrations of 10 blood plasma proteins. An algorithm is applied to these concentrations to calculate a disease activity index score that ranges from -100 to +100 with the magnitude indicating the patient’s current systemic lupus erythematosus disease activity. | Clinical interpretation of individual biomarker levels has not been established but may be indicative of the pathophysiology of immune, infectious, or inflammatory pathologies. | 1. Munroe M, Blankenship D, DeFreese D, et al. Abstract 0554: A refined disease activity immune index informed by select immune mediators that characterizes clinical disease activity in systemic lupus erythematosus. Arthritis Rheumatol. 2023;75(S9):1089-1092 2. Munroe M, DeJager W, Macwana S, et al. Abstract 1803: Ability of innate, adaptive, and TNF-superfamily immune pathways to characterize disease activity and inform a refined lupus disease activity immune index in a confirmatory cohort of SLE patients. Arthritis Rheumatol. 2020;72(S10) 3. Munroe M, Guthridge J, Lu R, et al. Abstract 1693: Innate, adaptive, and TNF-Superfamily immune pathways inform a lupus disease activity immune index that characterizes disease activity in SLE. Arthritis Rheumatol. 2018;70(S9) | Analyte specific antibodies are pre-coated onto a microfluidic Simple Plex cartridge. Samples are diluted and added to the cartridge. The sample runs through a microfluidic channel that binds the protein of interest. The Ella platform washes off any unbound analyte and adds a detection reagent. Each channel utilized for analyte capture encompasses three glass nano reactors coated with a capture antibody, providing analyte values in triplicate. A calculated analyte value is then generated from the factory-calibrated standard curve that is built into every cartridge. | 1 to 7 days | 7 days | Progentec Diagnostics developed and characterized this test. It is intended for clinical use and the reported results should be interpreted in relation to each patient’s clinical condition and medical history. This test is a laboratory developed test (LDT) and is not cleared by the US Food and Drug Administration (FDA). Progentec Diagnostics Clinical Laboratory is certified under the Clinical Laboratory Improvement Amendment (CLIA) of 1988 and accredited by the College of American Pathologists to perform high complexity clinical testing. | 0446U | Lupus Disease Activity Index, P | Not Provided | DA12 | Comments | Not Provided
LFRI | Progentec aiSLE DX Lupus Flare Risk Index, Plasma | Aiding in the assessment of risk of flare in lupus patients when used in conjunction with standard clinical assessment | Immunoassay | No | Lupus Flare Risk Index, P | Plasma | Supplies: Sarstedt Aliquot Tube, 5 mL (T914) Collection Container/Tube: Yellow top (ACD solution A) Submission Container/Tube: Plastic vial Specimen Volume: 1 mL Collection Instructions: 1. Centrifuge at 1500 xgfor 20 minutes. 2. Aliquot plasma into plastic vial. 3. Freeze specimen within 2 hours of collection. Note: Critical frozen. Separate specimens must be submitted when multiple tests are ordered. | 0.5 mL | This test measures the concentrations of a set of immune modulatory soluble mediators, including cytokines, chemokines, and soluble receptors shown to be altered in plasma prior to clinical disease flare in patients with systemic lupus erythematosus. (1) A proprietary weighted algorithm is used to calculate the patient’s flare risk index (FRI) score ranging from -30 to +30. The magnitude of the score indicates the patient’s risk of developing a flare in the next 12 weeks. Decision curve analysis was used to define cutoff values for low (<-6.4), medium (-6.4 to 9.0), and high (>9.0) risk scores. Applying these cutoff values a maximum sensitivity of 97% and maximum specificity of 98% was observed for the FRI. Additional complementary analyses demonstrated that a patient with a positive score is over 5 times more likely to flare in the next 12 weeks than a patient with a negative score (odds ratio =5.2, p=0.0001). A patient with a positive score >9.0 is highly likely to flare (odds ratio of 9.3, p=0.0233) while a patient with a negative score less than 6.4 is not likely to flare (odds ratio of 18.0, p=0.0003). The following 11 biomarkers are analyzed and used to calculate the FRI test score: B-lymphocyte stimulator (BLyS/BAFF), interleukin-4 (IL-4), IL-5, IL-7, IL-17A, monocyte chemoattractant protein-1 (MCP1), monocyte chemoattractant protein-3 (MCP3), osteopontin (OPN), tumor necrosis factor-alpha (TNF-a), TNF receptor 1 (TNFR1), and TNFR2. These proteins represent several major immune pathways including chemokine/adhesion (MCP-1, MCP-3), homeostasis (IL-7), Th1-type (OPN), Th-2-type (IL-4, IL-5), Th-17-type (IL-17A), and the TNFR superfamily (BlyS/BAFF, TNF-a, TNFR1, TNFR2). | Monocyte chemoattractant protein-1 (MCP1)/CCL2: 54-368 pg/mL Interleukin-5 (IL-5): 0.260-2.000 pg/mL Interleukin-17A (IL-17A): 2.100-11.000 pg/mL Interleukin-7 (IL-7): 1.10-12.00 pg/mL Interleukin-4 (IL-4): 1.000-3.200 pg/mL Tumor necrosis factor-a (TNF-a): 1.80-12.00pg/mL Monocyte chemoattractant protein-3 (MCP3)/CCL7: 0.82-16.00pg/mL B Lymphocyte Stimulator (BAFF)/BLys: 370-995 pg/mL Osteopontin (OPN): 14,958-95,972 pg/mL Tumor necrosis factor receptor 1 (TNFR1)/TNFRSF1A: 617-1595 pg/mL Tumor necrosis factor receptor 2 (TNFR2)/TNFRSF1B: 1079-3589 pg/mL | This test measures the concentrations of 11 blood plasma proteins. An algorithm is applied to these concentrations to calculate a flare risk index score that ranges from -30 to +30 with the magnitude indicating the likelihood of the patient experiencing a lupus flare in the next 12 weeks. | Clinical interpretation of individual biomarker levels has not been established but may be indicative of the pathophysiology of immune, infectious, or inflammatory pathologies. | 1. Munroe ME, Blankenship D, DeFreese D, et al. A flare risk index informed by select immune mediators in systemic lupus erythematosus. Arthritis Rheumatol. 2023;75(5):723-735. doi:10.1002/art.42389 2. Thanou A, Jupe E, Purushothaman M, Niewold TB, Munroe ME. Clinical disease activity and flare in SLE: Current concepts and novel biomarkers. J Autoimmun. 2021;119:102615. doi:10.1016/j.jaut.2021.102615 3. Munroe ME, Vista ES, Merrill JT, Guthridge JM, Roberts VC, James JA. Pathways of impending disease flare in African-American systemic lupus erythematosus patients. J Autoimmun. 2017;78:70-78. doi:10.1016/j.jaut.2016.12.005 4. Munroe ME, Vista ES, Guthridge JM, Thompson LF, Merrill JT, James JA. Proinflammatory adaptive cytokine and shed tumor necrosis factor receptor levels are elevated preceding systemic lupus erythematosus disease flare. Arthritis Rheumatol. 2014;66(7):1888-1899. doi:10.1002/art.38573 | Analyte specific antibodies are pre-coated onto a microfluidic Simple Plex cartridge. Samples are diluted and added to the cartridge. The sample runs through a microfluidic channel that binds the protein of interest. The Ella platform washes off any unbound analyte and adds a detection reagent. Each channel utilized for analyte capture encompasses three glass nano reactors coated with a capture antibody, providing analyte values in triplicate. A calculated analyte value is then generated from the factory-calibrated standard curve that is built into every cartridge. | 1 to 7 days | 7 days | Progentec Diagnostics developed and characterized this test. It is intended for clinical use and the reported results should be interpreted in relation to each patient’s clinical condition and medical history. This test is a laboratory developed test (LDT) and is not cleared by the US Food and Drug Administration (FDA). Progentec Diagnostics Clinical Laboratory is certified under the Clinical Laboratory Improvement Amendment (CLIA) of 1988 and accredited by the College of American Pathologists to perform high complexity clinical testing. | 0447U | Lupus Flare Risk Index, P | Not Provided | FR13 | Comments | Not Provided
PROG | Progesterone Receptor (PR) Immunostain, Technical Component Only | Qualitative detection of progesterone receptor protein in a diagnostic setting | Immunohistochemistry (IHC) | Yes | Progesterone Rec IHC, Tech Only | For the initial technical component only immunohistochemical (IHC) stain performed, the appropriate bill-only test ID will be reflexed and charged (IHTOI). For each additional technical component only IHC stain performed, an additional bill-only test ID will be reflexed and charged (IHTOA). | Supplies:Immunostain Technical Only Envelope (T693) Specimen Type:Tissue Container/Tube:Immunostain Technical Only Envelope Preferred:2 Unstained positively charged glass slide (25- x 75- x 1-mm) per test ordered; sections 4-microns thick Acceptable:Formalin-fixed, paraffin-embedded tissue block |  | Progesterone receptor is a hormone receptor localized within the nucleus. It is highly expressed in the epithelial cells of the breast and endometrium, and smooth muscle cells of the uterus. This antibody is used along with that for estrogen receptor to assess hormonal responsiveness in breast cancer. |  | This test does not include pathologist interpretation, only technical performance of the stain. If interpretation is required, order PATHC / Pathology Consultation for a full diagnostic evaluation or second opinion of the case. The positive and negative controls are verified as showing appropriate immunoreactivity. If a control tissue is not included on the slide, a scanned image of the relevant quality control tissue is available upon request; call 855-516-8404. Interpretation of this test should be performed in the context of the patient's clinical history and other diagnostic tests by a qualified pathologist. | Age of a cut paraffin section can affect immunoreactivity. Stability thresholds vary widely among published literature and are antigen dependent. Best practice is for paraffin sections to be cut within 6 weeks. | 1. Radzikowska E, Langfort R, Giedronowicz D. Estrogen and progesterone receptors in non small cell lung cancer patients. Ann Thorac Cardiovasc Surg. 2002;8(2):69-73 2. Wang C, Tran DA, Fu MZ, Chen W, Fu SW, Li X. Estrogen Receptor, Progesterone Receptor, and HER2 Receptor Markers in Endometrial Cancer. J Cancer. 2020;11(7):1693-1701. doi: 10.7150/jca.41943 3. Liao S, Mi HN, Chai LY, Wang HN. Effects of progesterone receptor on proliferation of uterine leiomyoma cells. J Biol Regul Homeost Agents. 2019;33(6):1685-1693. doi: 10.23812/19-170-A 4. Magaki S, Hojat SA, Wei B, So A, Yong WH. An introduction to the performance of immunohistochemistry. Methods Mol Biol. 2019;1897:289-298. doi:10.1007/978-1-4939-8935-5_25 | Immunohistochemistry on sections of paraffin-embedded tissue.(Unpublished Mayo method) | 1 to 3 days | Until staining is complete | This test has been cleared, approved, or is exempt by the US Food and Drug Administration and is used per manufacturer's instructions. Performance characteristics were verified by Mayo Clinic in a manner consistent with CLIA requirements. | 88342-TC, primary88341-TC, if additional IHC | Progesterone Rec IHC, Tech Only | Order only;no result | 70854 | Progesterone Rec IHC, Tech Only | Bill only; no result
PGSN | Progesterone, Serum | Ascertaining whether ovulation occurred in a menstrual cycle Assessment of infertility Evaluation of abnormal uterine bleeding Evaluation of placental health in high-risk pregnancy Determining the effectiveness of progesterone injections when administered to women to help support early pregnancy Workup of some patients with adrenal disorders | Electrochemiluminescence Immunoassay (ECLIA) | Yes | Progesterone, S | Serum | Patient Preparation:For 12 hoursbefore specimen collection, patientshould nottake multivitamins or dietary supplements (eg, hair, skin, and nail supplements) containing biotin (vitamin B7). Supplies:Sarstedt Aliquot Tube 5 mL (T914) Collection Container/Tube: Preferred:Serum gel Acceptable:Red top Submission Container/Tube:Plastic vial Specimen Volume:1 mL Collection Instructions: 1. Serum gel tubes should be centrifuged within 2 hours of collection. 2. Red-top tubes should be centrifuged, and serum aliquoted into a plastic vial within 2 hours of collection. | 0.5 mL | Sources of progesterone are the adrenal glands, corpus luteum, and placenta. Adrenal Glands: Progesterone synthesized in the adrenal glands is converted to other corticosteroids and androgens and, thus, is not a major contributor to circulating serum levels unless there is a progesterone-producing tumor present. Corpus Luteum: After ovulation, there is a significant rise in serum levels as the corpus luteum begins to produce progesterone in increasing amounts. This causes changes in the uterus, preparing it for implantation of a fertilized egg. If implantation occurs, the trophoblast begins to secrete human chorionic gonadotropin, which maintains the corpus luteum and its secretion of progesterone. If there is no implantation, the corpus luteum degenerates and circulating progesterone levels decrease rapidly, reaching follicular phase levels about 4 days before the next menstrual period. Placenta: By the end of the first trimester, the placenta becomes the primary secretor of progesterone. | <4 weeks: Not established 4 weeks-<12 months: < or =0.66 ng/mL (Confidence Interval: 0.63-0.94 ng/mL) 12 months-9 years: < or =0.35 ng/mL 10-17 years: Concentrations increase through adolescence and puberty > or = 18 years: <0.20 ng/mL Reference intervals are central 90th percentile of healthy population Females: <4 days old: Not established 4 days-<12 months: < or =1.3 ng/mL (Confidence Interval: 0.88-2.3 ng/mL) 12 months-9 years: < or =0.35 ng/mL 10-17 years: Adult concentrations are attained by puberty > or = 18 years: Reference intervals are central 90th percentile of healthy population -Follicular phase: < or =0.89 ng/mL -Ovulation: < or =12 ng/mL -Luteal phase: 1.8-24 ng/mL -Post-menopausal: < or =0.20 ng/mL Pregnancy -1st trimester: 11-44 ng/mL -2nd trimester: 25-83 ng/mL -3rd trimester: 58-214 ng/mL Pediatric reference intervals adopted from the CALIPER study. https://caliperproject.ca/caliper/database/ For International System of Units (SI) conversion for Reference Values, seewww.mayocliniclabs.com/order-tests/si-unit-conversion.html. | Ovulation results in a midcycle surge of luteinizing hormone followed by an increase in progesterone secretion, peaking between day 21 and 23. If no fertilization and implantation has occurred by then, supplying the corpus luteum with human chorionic gonadotropin-driven growth stimulus, progesterone secretion falls, ultimately triggering menstruation. Typically, day 21 to 23 serum progesterone concentrations of more than 10 ng/mL indicate normal ovulation and concentrations below 10 ng/mL suggest anovulation, inadequate luteal phase progesterone production, or inappropriate timing of specimen collection. Increased progesterone concentrations are occasionally seen with some ovarian cysts, molar pregnancies, rare forms of ovarian cancer, adrenal cancer, congenital adrenal hyperplasia, and testicular tumors. Increased progesterone may also be a result of overproduction by the adrenal glands. Low concentrations of progesterone may be associated with toxemia in late pregnancy, decreased ovarian function, amenorrhea, ectopic pregnancy, and miscarriage. | Assessment of the function of the corpus luteum requires correlation with the phase of the menstrual cycle. Taking estrogen and progesterone supplements can affect results. As with all tests containing monoclonal mouse antibodies, erroneous findings may be obtained from specimens collected from patients who have been treated with monoclonal mouse antibodies or have received them for diagnostic purposes. In rare cases, interference can occur due to extremely high titers of antibodies to ruthenium and streptavidin. | 1. Lippe BM, LaFranchi SH, Lavin N, et al. Serum 17-alpha-hydroxyprogesterone, progesterone, estradiol, and testosterone in the diagnosis and management of congenital adrenal hyperplasia. J Pediatr. 1974;85(6):782-7. doi:10.1016/s0022-3476(74)80340-9 2. Haymond S, Gronowski AM. In Burtis CA, Ashwood ER, Bruns DE, eds. Tietz Textbook of Clinical Chemistry and Molecular Diagnostics. 4th ed. Elsevier; 2006: 2097-2152 3. CALIPER Database. The Hospital for Sick Children. Available at: https://caliperproject.ca/caliper/database/ 4. Cole T. Hormones. In: Rifai N, Chiu RWK, Young I, Burnham CA, Wittwer CT, eds. Tietz Textbook of Laboratory Medicine. 7th ed. Elsevier; 2023:chap 38 | Testing is performed using the Roche Cobas e801. The Roche Progesterone III assay is a competitive immunoassay using electrochemiluminescence detection. Patient specimen and biotinylated progesterone-specific antibody are incubated to produce immunocomplexes. The amount of immunocomplexes formed is dependent on the progesterone concentration in the sample. Then, streptavidin-coated microparticles and a progesterone derivative labeled with a ruthenium complex are added to the reaction mixture and occupy the open sites still present on the biotinylated antibodies by formation of an antibody-hapten complex. The entire complex becomes bound to the solid phase via interaction of biotin and streptavidin. Next, the reaction mixture is aspirated into measuring cell where the bound microparticles are magnetically captured onto the electrode surface and unbound substances are removed. Voltage is applied to the electrode inducing a chemiluminescent emission, which is then measured against a calibration curve to determine the amount of progesterone in the patient specimen.(Package insert: Elecsys Progesterone III. Roche Diagnostics; V4, 10/2022) | Same day/1 day | 7 days | This test has been cleared, approved, or is exempt by the US Food and Drug Administration and is used per manufacturer's instructions. Performance characteristics were verified by Mayo Clinic in a manner consistent with CLIA requirements. | 84144 | Progesterone, S | 83109-9 | PGSN | Progesterone, S | 83109-9
22C3 | Programmed Death-Ligand 1 (PD-L1) (22C3), Semi-Quantitative Immunohistochemistry, Manual | Identification of neoplasms expressing programmed cell death 1-ligand 1 (clone 22C3) | Immunohistochemistry (IHC) | Yes | PD-L1 (22C3) SemiQuant IHC, Manual | Special | Specimen Type:Tissue Supplies:Pathology Packaging Kit (T554) Collection Instructions:Formalin-fixed, paraffin-embedded tissue block; or 3 unstained glass, "positively charged" slides with 4-microns formalin-fixed, paraffin-embedded tissue Additional Information:One slide will be stained with hematoxylin and eosin and returned. |  | Programmed cell death 1-ligand 1 (PD-L1), also known as B7 homolog 1 (B7-H1) or CD274, is a transmembrane protein involved in the regulation of cell-mediated immune responses through interaction with the receptor programmed death protein-1 (PD-1). PD-L1 has been identified as both a prognostic and theranostic marker in a variety of neoplasms. Overexpression of PD-L1 has been observed in carcinomas of the urinary bladder, lung, gastric and gastroesophageal junction, thymus, colon, pancreas, ovary, breast, kidney, and in melanoma and glioblastoma. |  | The results of the test will be reported in form of scores. The scoring system is based on type and origin of tumor. If additional interpretation or analysis is needed, order PATHC / Pathology Consultation along with this test. | Preclinical studies suggest that positive programmed cell death 1-ligand 1 immunohistochemistry in tumor cells may predict tumor response to therapy with immune checkpoint inhibitors. This result should not be used as the sole factor in determining treatment, as other factors (eg, tumor mutation burden and microsatellite instability) have also been studied as predictive markers. This test has been validated for nondecalcified paraffin-embedded tissue specimens fixed in 10% neutral-buffered formalin. Recommended fixation time is between 6 and 48 hours. This assay has not been validated on tissues subjected to the decalcification process or the use of alternative fixatives for bone and bone marrow specimens or cell blocks. Age of a cut paraffin section can affect immunoreactivity. Stability thresholds vary widely among published literature and are antigen dependent. Best practice is for paraffin sections to be cut within 6 weeks. | 1. Rimm DL, Han G, Taube JM, et al. A prospective, multi-institutional, pathologist-based assessment of 4 immunohistochemistry assay for PD-L1 expression in non-small cell lung cancer. JAMA Oncol. 2017;3(8):1051-1058. doi:10.1001/jamaoncol.2017.0013 2. Gaule P, Smithy JW, Toki M, et al. A quantitative comparison of antibodies to programmed cell death 1 Ligand 1. JAMA Oncol. 2017;3(2):256-259. doi:10.1001/jamaoncol.2016.3015 3. Sunshine JC, Nguyen P, Kaunitz G, et al. PD-L1 expression in melanoma: A quantitative immunohistochemical antibody comparison. Clin Can Res. 2017;23(16):4938-4944. doi:10.1158/1078-0432.CCR-16-1821 4. D'Incecco A, Andreozzi M, Ludovini V, et al. PD-1 and PD-L1 expression in molecularly selected non-small-cell lung cancer patients. Br J Cancer. 2015;112(1):95-102. doi:10.1038/bjc.2014.555 5. Mansfield AS, Roden AC, Peikert T, et al. B7-H1 expression in malignant pleural mesothelioma is associated with sarcomatoid histology and poor prognosis. J Thorac Oncol. 2014;9(7):1036-1040. doi:10.1097/JTO.0000000000000177 6. Magaki S, Hojat SA, Wei B, So A, Yong WH. An Introduction to the performance of immunohistochemistry. Methods Mol Biol. 2019;1897:289-298. doi:10.1007/978-1-4939-8935-5_25 | Immunohistochemistry on sections of paraffin-embedded tissue using Dako PD-L1 clone 22C3.(Unpublished Mayo method) | 5 to 7 days | Until reported | This test was developed using an analyte specific reagent. Its performance characteristics were determined by Mayo Clinic in a manner consistent with CLIA requirements. This test has not been cleared or approved by the US Food and Drug Administration. | 88360 | PD-L1 (22C3) SemiQuant IHC, Manual | 85147-7 | 603768 | Case Number | 80398-1
288PD | Programmed Death-Ligand 1 (PD-L1) (28-8), Semi-Quantitative Immunohistochemistry, Manual | Identification of neoplasms expressing programmed cell death 1-ligand 1(clone 28-8) | Immunohistochemistry (IHC) | Yes | PD-L1 (28-8), SemiQuant IHC, Manual | Special | Specimen Type:Tissue Supplies:Pathology Packaging Kit (T554) Collection Instructions:Formalin-fixed, paraffin-embedded tissue block; or 3 unstained glass, "positively charged" slides with 4-microns formalin-fixed, paraffin-embedded tissue Additional Information:One slide will be stained with hematoxylin and eosin and returned. |  | Programmed cell death 1-ligand 1 (PD-L1), also known as B7 homolog 1 (B7-H1) or CD274, is a transmembrane protein involved in the regulation of cell-mediated immune responses through interaction with the receptor programmed death protein-1. PD-L1 has been identified as both a prognostic and theranostic marker in a variety of neoplasms. Overexpression of PD-L1 has been observed in carcinomas of the bladder, lung, gastric and gastroesophageal junction, colon, ovary, breast, kidney, and melanoma. |  | The results of the test will be reported in form of scores. The scoring system is based on type and origin of tumor. If additional interpretation or analysis is needed, order PATHC / Pathology Consultation along with this test. | Preclinical studies suggest that positive programmed cell death 1-ligand 1 (PD-L1) immunohistochemistry in tumor cells may predict tumor response to therapy with immune checkpoint inhibitors. This result should not be used as the sole factor in determining treatment, as other factors (eg, tumor mutation burden and microsatellite instability) have also been studied as predictive markers. This test has been validated for non-decalcified paraffin-embedded tissue specimens fixed in 10% neutral-buffered formalin. Recommended fixation time is between 6-48 hrs. This assay has not been validated on tissues subjected to the decalcification process or the use of alternative fixatives for bone and bone marrow specimens or cell blocks. Age of a cut paraffin section can affect immunoreactivity. Stability thresholds vary widely among published literature and are antigen dependent. Best practice is for paraffin sections to be cut within 6 weeks. | 1. Garcia A, Recondo G, Greco M et al. Correlation between PD-L1 expression (clones 28-8 and SP263) and histopathology in lung adenocarcinoma. Heliyon. 2020;6(6):e04117 2. Kintslera S, Cassataroa MA, Drosch M, Holenya P, Knuechel R, Braunschweig T. Expression of programmed death ligand (PD-L1) in different tumors. Comparison of several current available antibody clones and antibody profiling. Ann Diagn Pathol. 2019;41:24-37 3. O'Malley DP, Yang Y, Boisot S, et al. Immunohistochemical detection of PD-L1 among diverse human neoplasms in a reference laboratory: observations based upon 62,896 cases. Mod Pathol. 2019;32(7):929-942 4. Koppel C, Schwellenbach H, Zielinski D, et al. Optimization and validation of PD-L1 immunohistochemistry staining protocols using the antibody clone 28-8 on different staining platforms. Mod Pathol. 2018;31(11):1630-1644 5. Phillips T, Simmons P, Inzunza HD, et al. Development of an automated PD-L1 immunohistochemistry (IHC) assay for non-small cell lung cancer. Appl Immunohistochem Mol Morphol. 2015;23(8):541-549 6. Magaki S, Hojat SA, Wei B, So A, Yong WH. An introduction to the performance of immunohistochemistry. Methods Mol Biol. 2019;1897:289-298. doi:10.1007/978-1-4939-8935-5_25 | Immunohistochemistry on sections of paraffin-embedded tissue usingprogrammed cell death 1-ligand 1 (PD-L1) clone 28-8.(Unpublished Mayo method) | 5 to 7 days | Until reported | This test was developed and its performance characteristics determined by Mayo Clinic in a manner consistent with CLIA requirements. It has not been cleared or approved by the US Food and Drug Administration. | 88360 | PD-L1 (28-8), SemiQuant IHC, Manual | 85148-5 | 610000 | Case Number | 80398-1
SP142 | Programmed Death-Ligand 1 (PD-L1) (SP142), Semi-Quantitative Immunohistochemistry, Manual | Identification of neoplasms expressing programmed cell death 1-ligand 1 (clone SP142) | Immunohistochemistry (IHC) | Yes | PD-L1 (SP142) SemiQuant IHC, Manual | Special | Specimen Type:Tissue Supplies:Pathology Packaging Kit (T554) Collection Instructions:Formalin-fixed, paraffin-embedded tissue block; or 3 unstained glass, "positively charged" slides with 4-microns formalin-fixed, paraffin-embedded tissue Additional Information:One slide will be stained with hematoxylin and eosin and returned. |  | Programmed cell death 1-ligand 1 (PD-L1), also known as B7 homolog 1 (B7-H1) or CD274, is a transmembrane protein involved in the regulation of cell-mediated immune responses through interaction with the receptor programmed death protein-1. PD-L1 has been identified as both a prognostic and theranostic marker in a variety of neoplasms. Overexpression of PD-L1 has been observed in carcinomas of the urinary bladder, lung, thymus, colon, pancreas, ovary, breast, kidney, and in melanoma and glioblastoma. |  | The results of the test will be reported in form of scores. The scoring system is based on type and origin of tumor. If additional interpretation or analysis is needed, order PATHC / Pathology Consultation along with this test. | Preclinical studies suggest that positive programmed cell death 1-ligand 1 (PD-L1) immunohistochemistry in tumor cells may predict tumor response to therapy with immune checkpoint inhibitors. This result should not be used as the sole factor in determining treatment, as other factors (eg, tumor mutation burden and microsatellite instability) have also been studied as predictive markers. This test has been validated for nondecalcified paraffin-embedded tissue specimens fixed in 10% neutral-buffered formalin. Recommended fixation time is between 6 and 48 hours. This assay has not been validated on tissues subjected to the decalcification process or use of alternative fixatives for bone and bone marrow specimens or cell blocks. Age of a cut paraffin section can affect immunoreactivity. Stability thresholds vary widely among published literature and are antigen dependent. Best practice is for paraffin sections to be cut within 6 weeks. | 1. Rimm DL, Han G, Taube JM, et al. A prospective, multi-institutional, pathologist-based assessment of 4 immunohistochemistry assay for PD-L1 expression in non-small cell lung cancer. JAMA Oncol. 2017;3(8):1051-1058. doi: 10.1001/jamaoncol.2017.0013 2. Gaule P, Smithy JW, Toki M, et al. A quantitative comparison of antibodies to programmed cell death 1 Ligand 1. JAMA Oncol. 2017;3(2):256-259. doi: 10.1001/jamaoncol.2016.3015 3. Sunshine JC, Nguyen P, Kaunitz G, et al. PD-L1 expression in melanoma: A quantitative immunohistochemical antibody comparison. Clin Can Res. 2017;23(16):4938-4944. doi:10.1158/1078-0432.CCR-16-1821 4. D'Incecco A, Andreozzi M, Ludovini V, et al. PD-1 and PD-L1 expression in molecularly selected non-small-cell lung cancer patients. Br J Cancer. 2015;112(1):95-102. doi: 10.1038/bjc.2014.555 5. Mansfield AS, Roden AC, Peikert T, et al. B7-H1 expression in malignant pleural mesothelioma is associated with sarcomatoid histology and poor prognosis. J Thorac Oncol. 2014;9(7):1036-1040. doi: 10.1097/JTO.0000000000000177 6. Magaki S, Hojat SA, Wei B, So A, Yong WH. An introduction to the performance of immunohistochemistry. Methods Mol Biol. 2019;1897:289-298. doi:10.1007/978-1-4939-8935-5_25 | Immunohistochemistry on sections of paraffin-embedded tissue using Ventana PD-L1 clone SP142.(Unpublished Mayo method) | 5 to 7 days | Until reported | This test has been modified from the manufacturer's instructions. Its performance characteristics were determined by Mayo Clinic in a manner consistent with CLIA requirements. This test has not been cleared or approved by the US Food and Drug Administration. | 88360 | PD-L1 (SP142) SemiQuant IHC, Manual | 85149-3 | 603775 | Case Number | 80398-1
SP263 | Programmed Death-Ligand 1 (PD-L1) (SP263), Semi-Quantitative Immunohistochemistry, Manual | Identification of neoplasms expressing programmed cell death 1-ligand 1 (clone SP263) | Immunohistochemistry (IHC) | Yes | PD-L1 (SP263) SemiQuant IHC, Manual | Special | Specimen Type:Tissue Supplies:Pathology Packaging Kit (T554) Collection Instructions:Formalin-fixed, paraffin-embedded tissue block; or 3 unstained glass, "positively charged" slides with 4-microns formalin-fixed, paraffin-embedded tissue Additional Information:One slide will be stained with hematoxylin and eosin and returned. |  | Programmed cell death 1-ligand 1 (PD-L1), also known as B7 homolog 1 (B7-H1) or CD274, is a transmembrane protein involved in the regulation of cell-mediated immune responses through interaction with the receptor programmed death protein-1. PD-L1 has been identified as both a prognostic and theranostic marker in a variety of neoplasms. Overexpression of PD-L1 has been observed in carcinomas of the urinary bladder, lung, thymus, colon, pancreas, ovary, breast, kidney, and in melanoma and glioblastoma. |  | The results of the test will be reported in form of scores. The scoring system is based on type and origin of tumor. If additional interpretation or analysis is needed, order PATHC / Pathology Consultation along with this test. | Preclinical studies suggest that positive programmed cell death 1-ligand 1 immunohistochemistry in tumor cells may predict tumor response to therapy with immune checkpoint inhibitors. This result should not be used as the sole factor in determining treatment, as other factors (eg, tumor mutation burden and microsatellite instability) have also been studied as predictive markers. This test has been validated for nondecalcified paraffin-embedded tissue specimens fixed in 10% neutral-buffered formalin. Recommended fixation time is between 6 and 48 hours. This assay has not been validated on tissues subjected to the decalcification process or use of alternative fixatives for bone and bone marrow specimens or cell blocks. Age of a cut paraffin section can affect immunoreactivity. Stability thresholds vary widely among published literature and are antigen dependent. Best practice is for paraffin sections to be cut within 6 weeks. | 1. Rimm DL, Han, G, Taube JM, et al. A prospective, multi-institutional, pathologist-based assessment of 4 immunohistochemistry assay for PD-L1 expression in non-small cell lung cancer. JAMA Oncol. 2017;3(8):1051-1058 2. Gaule P, Smithy JW, Toki M, et al. A quantitative comparison of antibodies to programmed cell death 1 Ligand 1. JAMA Oncol. 2017;3(2):256-259 3. Sunshine JC, Nguyen P, Kaunitz G, et al. PD-L1 expression in melanoma: A quantitative immunohistochemical antibody comparison. Clin Can Res. 2017;23(16):4938-4944 4. D'Incecco A, Andreozzi M, Ludovini V, et al. PD-1 and PD-L1 expression in molecularly selected non-small-cell lung cancer patients. Br J Cancer. 2015;112(1):95-102 5. Mansfield AS, Roden AC, Peikert T, et al. B7-H1 expression in malignant pleural mesothelioma is associated with sarcomatoid histology and poor prognosis. J Thorac Oncol. 2014;9(7):1036-1040 6. Magaki S, Hojat SA, Wei B, So A, Yong WH. An introduction to the performance of immunohistochemistry. Methods Mol Biol. 2019;1897:289-298. doi:10.1007/978-1-4939-8935-5_25 | Immunohistochemistry on sections of paraffin-embedded tissue using Ventana PD-L1 clone SP263.(Unpublished Mayo method) | 5 to 7 days | Until reported | This test has been modified from the manufacturer's instructions. Its performance characteristics were determined by Mayo Clinic in a manner consistent with CLIA requirements. This test has not been cleared or approved by the US Food and Drug Administration. | 88360 | PD-L1 (SP263) SemiQuant IHC, Manual | In Process | 603761 | Case Number | 80398-1
PINS | Proinsulin, Plasma | As part of the diagnostic workup of suspected insulinoma As part of the diagnostic workup of patients with suspected prohormone convertase 1/3 deficiency As part of the diagnostic workup of patients with suspected proinsulin variations | Electrochemiluminescent Assay | Yes | Proinsulin, P | Plasma EDTA | Patient Preparation: 1.Patient should fast for 8 hours before specimen collection. 2. Infants younger than 2 years should fast a maximum of 6 hours. Supplies:Sarstedt Aliquot Tube, 5 mL (T914) Collection Container/Tube:Ice-cooled, lavender top (EDTA) Submission Container/Tube:Plastic vial Specimen Volume:0.5 mL Collection Instructions: 1. After collection, place the whole blood on ice for at least 10 minutes, then centrifuge at refrigerated temperature. 2. Aliquot plasma into a plastic vial and send frozen. | 0.25 mL | Proinsulin is the precursor of insulin and C-peptide (connecting peptide). Following synthesis, proinsulin is packaged into secretory granules, where it is processed to C-peptide and insulin by prohormone convertases (PC1/3 and PC2) and carboxypeptidase E. Only 1% to 3% of proinsulin is secreted intact. However, because proinsulin has a longer half-life than insulin, circulating proinsulin concentrations are in the range of 5% to 30% of circulating insulin concentrations on a molar basis, with the higher relative proportions seen after meals and in patients with insulin resistance or early type 2 diabetes. Proinsulin can bind to the insulin receptor and exhibits 5% to 10% of the metabolic activity of insulin. Proinsulin levels might be elevated in patients with insulin-producing islet cell tumors (insulinomas). These patients suffer from hypoglycemic attacks due to inappropriate secretion of insulin by the tumors. The biochemical diagnosis rests primarily on demonstrating nonsuppressed insulin levels in the presence of hypoglycemia (blood glucose <45 mg/dL). The diagnosis can be difficult, as tumors might be small or secrete insulin only episodically. Insulin injections or hypoglycemic drugs can also mimic insulinoma. Evaluation of these patients frequently requires a prolonged fast (72 hours) as well as supplementary tests in addition to insulin and glucose measurements, including a sulfonylurea screen and measurement of C-peptide, proinsulin, and beta-hydroxybutyrate. The inappropriate oversecretion of insulin by insulinomas causes the release of an increased numbers of secretory granules with incompletely processed insulin, resulting in elevated serum/plasma proinsulin concentrations. This oversecretion of proinsulin in insulinomas is accentuated during fasting, when proinsulin normally does not account for more than 5% of the insulin concentrations. Proinsulin is strikingly elevated in PC1/3 deficiency. These patients have defects in the processing of multiple peptide hormones and suffer from diabetes, adrenal insufficiency, infertility, and obesity. Affected individuals typically have red hair regardless of racial background. Variants in the proinsulin molecule have been reported that affect PC cleavage efficiency or subsequent proinsulin metabolism. These variants can also lead to markedly elevated proinsulin levels but are usually not accompanied by diabetes or any other hormonal abnormalities. | 3.6-22 pmol/L | Normal individuals will have proinsulin concentrations below the upper limit of the normal fasting reference range (22 pmol/L) when hypoglycemic (blood glucose <60 mg/dL). Conversely, most (>80%) insulinoma patients will have proinsulin concentrations above the upper limit of the reference range. The sensitivity and specificity for a diagnosis of insulinoma during hypoglycemia are approximately 75% and near 100%, respectively, at the 22 pmol/L cutoff. A higher sensitivity (>95%) can be achieved using a 5 pmol/L cutoff, which is recommended by Mayo Clinic's highly-experienced hypoglycemia team to avoid missing cases. However, the lower cutoff results in reduced specificity (approximately 40%), emphasizing the need for a combination of different tests to assure accurate biochemical diagnosis. Patients with prohormone convertase 1/3 deficiency have low, or sometimes undetectable, insulin levels and substantially elevated proinsulin levels, exceeding the upper limit of the reference range substantially in the fasting state and rising even higher after food intake. Many other hormonal abnormalities are also present, including cortisol deficiency (because of lack of processing of pro-opiomelanocortin to adrenocorticotropic hormone and other peptides), infertility, and, often, obesity. | To avoid misdiagnoses, all proinsulin measurements used in the diagnostic workup of patients with hypoglycemia must be interpreted in the context of coexisting illnesses, blood glucose concentration at the time of sampling, and other tests, namely, insulin, C-peptide, beta-hydroxybutyrate measurements, and a sulfonylurea drug screen. Patients with chronic kidney failure and type 2 diabetes mellitus can have increased proinsulin, C-peptide, and insulin values but usually without suppressed (<45 mg/dL) blood glucose concentrations. | 1. Murtha TD, Lupsa BC, Majumdar S, Jain D, Salem RR. A systematic review of proinsulin-secreting pancreatic neuroendocrine tumors. J Gastrointest Surg. 2017;21(8):1335-1341 2. PlaczkowskiKA, Vella A, Thompson GB, et al. Secular trends in the presentation and management of functioning insulinoma at the Mayo Clinic, 1987-2007. J Clin Endocrinol Metab. 2009;94(4):1069-1073 3. Vezzosi D, Bennet A., Fauvel J, Caron P. Insulin, C-peptide and proinsulin for the biochemical diagnosis of hypoglycemia related to endogenous hyperinsulinism. Eur J Endocrinol. 2007;157(1):75-83 4. Service FJ. Hypoglycemic disorders. N Engl J Med. 1995;322(17):1144-1152 5. Steiner DF. The proprotein convertases. Curr Opin Chem Biol. 1998;2(1):31-39 | Sequential 2-site electrochemiluminescent immunoassay performed on the MesoScale Discovery instrument. The assay uses a monoclonal biotinylated anti-insulin capture antibody and an anti-C-peptide detection antibody labeled with SULFO-TAG. The signal is directly proportional to the amount of proinsulin in the sample. Assay calibration is traceable to theWorld Health Organization 1st International Standard for human proinsulin, NIBSC code: 09/296.This assay demonstrates no cross-reactivity with insulin or C-peptide.(Unpublished Mayo method) | 2 to 5 days | 2 weeks | This test was developed and its performance characteristics determined by Mayo Clinic in a manner consistent with CLIA requirements. It has not been cleared or approved by the US Food and Drug Administration. | 84206 | Proinsulin, P | 27882-0 | 80908 | Proinsulin, P | 27882-0
PRLI | Prolactin (PRL) Immunostain, Technical Component Only | Subclassification of pituitary adenomas | Immunohistochemistry (IHC) | Yes | Prolactin IHC, Tech Only | For the initial technical component only immunohistochemical (IHC) stain performed, the appropriate bill-only test ID will be reflexed and charged (IHTOI). For each additional technical component only IHC stain performed, an additional bill-only test ID will be reflexed and charged (IHTOA). | Supplies:Immunostain Technical Only Envelope (T693) Specimen Type:Tissue Container/Tube:Immunostains Technical Only Envelope Preferred:2 Unstained positively charged glass slide (25- x 75- x 1-mm) per test ordered; sections 4-microns thick. Acceptable:Formalin-fixed, paraffin-embedded tissue block |  | Prolactin is a pituitary hormone involved in the stimulation of milk production, salt and water regulation, growth, development, and reproduction. Prolactin-producing cells constitute approximately 20% of the cells of the normal anterior pituitary. Antibodies to prolactin are used in a panel to subclassify pituitary adenomas. |  | This test does not include pathologist interpretation, only technical performance of the stain. If interpretation is required, order PATHC / Pathology Consultation for a full diagnostic evaluation or second opinion of the case. The positive and negative controls are verified as showing appropriate immunoreactivity. If a control tissue is not included on the slide, a scanned image of the relevant quality control tissue is available upon request; call 855-516-8404. Interpretation of this test should be performed in the context of the patient's clinical history and other diagnostic tests by a qualified pathologist. | Age of a cut paraffin section can affect immunoreactivity. Stability thresholds vary widely among published literature and are antigen dependent. Best practice is for paraffin sections to be cut within 6 weeks. | 1. Ezzat S, Asa SL, Couldwell WT, et al. The prevalence of pituitary adenomas. A sytematic review. Cancer. 2004;101:613-619 2. Hamid Z, Mrak RE, Ijaz M, Faas FH. Sensitivity and specificity of immunohistochemistry in pituitary adenomas. The Endocrinologist. 2009;19:38-43 3. Osamura RY, Kajiva H, Takei M, et al. Pathology of the human pituitary adenomas. Histochem Cell Biol. 2008;130(3):495-507 4. Zada G, Woodmansee WW, Ramkissoon R, et al. Atypical pituitary adenomas: incidence, clinical characteristics, and implications. J Neurosurg. 2011;114:336-344 5.Magaki S, Hojat SA, Wei B, So A, Yong WH. An Introduction to the Performance of Immunohistochemistry. Methods Mol Biol. 2019;1897:289-298. doi:10.1007/978-1-4939-8935-5_25 | Immunohistochemistry on sections of paraffin-embedded tissue.(Unpublished Mayo method) | 1 to 3 days | Until staining is complete. | This test has been cleared, approved, or is exempt by the US Food and Drug Administration and is used per manufacturer's instructions. Performance characteristics were verified by Mayo Clinic in a manner consistent with CLIA requirements. | 88342-TC, primary88341-TC, if additional IHC | Prolactin IHC, Tech Only | Order only;no result | 70853 | Prolactin IHC, Tech Only | Bill only; no result
PLPMA | Prolactin, Pituitary Macroadenoma, Serum | Quantifying prolactin in serum specimens where the high-dose hook effect is suspected (eg, presence of pituitary tumor with symptoms of prolactinoma, and lower than expected serum prolactin concentration) | Electrochemiluminescent Immunoassay | Yes | Prolactin, Pituitary Macroadenoma | A pituitary adenoma should be identified by imaging studies prior to ordering this test. | Collection Container/Tube: Preferred:Serum gel Acceptable:Red top Submission Container/Tube:Plastic vial Specimen Volume:2 mL Collection Instructions:Centrifuge and aliquot serum into a plastic vial. | 1.75 mL | Prolactin-secreting macroadenomas (>10 mm in diameter) can sometimes produce exceedingly high serum prolactin concentrations that may paradoxically result in falsely low prolactin concentrations when measured by immunometric assays. In such situations, very high concentrations of prolactin saturate both the capture and signal antibodies in the assay, block formation of the capture antibody-prolactin-signal antibody "sandwich," and result in falsely decreased prolactin results (referred to as the high-dose hook effect). With such tumors, serum prolactin levels may be falsely decreased into the normal reference interval, potentially resulting in inappropriate patient management. Dilution of the specimen eliminates the analytic artifact in these cases. Prolactin is secreted by the anterior pituitary gland and controlled by the hypothalamus. The major chemical controlling prolactin secretion is dopamine, which inhibits prolactin secretion from the pituitary. Prolactin is released from the pituitary in response to thyrotropin-releasing hormone and other factors. Prolactin is the principal hormone that controls the initiation and maintenance of lactation. In normal individuals, prolactin concentrations increase in response to physiologic stimuli such as sleep, stress, exercise, sexual intercourse, and hypoglycemia, and are also elevated during pregnancy, lactation, postpartum, and in the newborn infant. Hyperprolactinemia is the most common hypothalamic-pituitary disorder encountered in clinical endocrinology. Pathologic causes of hyperprolactinemia include prolactin-secreting pituitary adenoma (prolactinoma, which is more frequent in females than males, and accounts for approximately 40% of all pituitary tumors), functional and organic disease of the hypothalamus, primary hypothyroidism, compression of the pituitary stalk, chest wall lesions, renal insufficiency, polycystic ovarian disease, and ectopic tumors. In general, serum prolactin concentrations parallel tumor size in patients with prolactinomas. Macroadenomas (>10 mm in diameter) are typically associated with serum prolactin concentrations >250 ng/mL and a concentration >500 ng/mL is diagnostic of a macroprolactinoma. Moderately increased concentrations of serum prolactin are not a reliable guide for determining whether a prolactin-producing pituitary adenoma is present. Multiple medications can cause increased prolactin concentration including estrogens, dopamine receptor blockers (eg, phenothiazines), dopamine antagonists (eg, metoclopramide, domperidone), alpha-methyldopa, cimetidine, opiates, antihypertensive medications, and other antidepressants and antipsychotics. Hyperprolactinemia often results in loss of libido, galactorrhea, oligomenorrhea or amenorrhea, and infertility in premenopausal females; and loss of libido, impotence, infertility, and hypogonadism in males. Postmenopausal and premenopausal women, as well as men, can also suffer from decreased muscle mass and osteoporosis. Prolactinomas may rarely present in childhood or adolescence. In girls, disturbances in menstrual function and galactorrhea may be seen, whereas in boys, delayed pubertal development and hypogonadism are often present. The treatment options are the same as in adult patients. | Males <18 years: not established > or =18 years: 4.0-15.2 ng/mL Females: <18 years: not established > or =18 years: 4.8-23.3 ng/mL | If no high-dose hook effect is observed, the following report comment will be included with the prolactin result: 10-, 100-, and 400-fold dilutions produced results consistent with the absence of high-dose hook effect. Total prolactin was measured using the Roche Cobas e immunoassay analyzer. If a high-dose hook effect is observed, which is demonstrated by significantly increasing concentrations of prolactin obtained after dilution of the serum, an interpretive comment will be included with the prolactin result. The Roche Cobas Prolactin II assay should demonstrate no high-dose hook effect at prolactin concentrations up to approximately 12,500 ng/mL). | A macroadenoma may be nonfunctional and not secrete prolactin. Infrequently, a patient may have a nonfunctional macroadenoma but apparent hyperprolactinemia caused by the presence of macroprolactin (prolactin bound to immunoglobulin). To determine this, order MCRPL / Macroprolactin, Serum. For assays employing antibodies, the possibility exists for interference by human antianimal antibodies (ie, heterophile antibodies) in the patient sample. Patients who have been regularly exposed to animals or have received immunotherapy or diagnostic procedures utilizing immunoglobulins or immunoglobulin fragments may produce antibodies, eg, HAMA, that interfere with immunoassays. This may falsely elevate or falsely decrease the results. Interference due to extremely high titers of antibodies to analyte-specific antibodies, streptavidin or ruthenium can occur. | 1. Winter WE, McCormack A, Bertholf RL: Chapter 65: Pituitary function and pathophysiology.InTietz Textbook of Clinical Chemistry and Molecular Diagnostics. Sixth edition.Edited by N Rafai, AR Horvath, CT Wittwer. Elsevier, 2018, pp 1492-1529 2. Schoft C, Schofl-Siegert B, Hinrich Karstens J, et al: Falsely low serum prolactin in two cases of invasive macroprolactinoma. Pituitary 2002;5:261-265 3. Casaneuva FF, Molitch ME, Schlecte JA, et al: Guidelines of the Pituitary Society for the diagnosis and management of prolactinomas.Clin Endocrinol 2006;65:265-273 4. Melmed S, Casanueva FF, Hoffman AR, et al:Diagnosis and treatment of hyperprolactinemia: an Endocrine Society clinical practice guideline. J Clin Endocrinol Metab 2011 Feb;96(2):273-288 | The Roche Cobas e immunoassay Prolactin II method employs 2 monoclonal antibodies specifically directed against prolactin. A biotinylated monoclonal antibody and a second monoclonal antibody labeled with a ruthenium complex react with prolactin in the sample to form a sandwich complex. After the addition of streptavidin-coated microparticles, the complex becomes bound to the solid phase via interaction of biotin and streptavidin. Application of a voltage to the electrode then induces chemiluminescent emission, which is measured.(Package insert: Roche E170/Cobas e601/e602 Prolactin II) Dilution of serum sample is performed (10-, 100-, and 400-fold dilution) using manufacturer-recommended diluent and recovery of prolactin is compared to the prolactin concentration in neat sample. Acceptable recovery is defined as 100 + or - 20% recovery after dilution of serum. | Same day/1 to 2 days | 6 days | This test has been cleared, approved, or is exempt by the US Food and Drug Administration and is used per manufacturer's instructions. Performance characteristics were verified by Mayo Clinic in a manner consistent with CLIA requirements. | 84146 | Prolactin, Pituitary Macroadenoma | 20568-2 | CMT89 | Comment | 48767-8
PRL | Prolactin, Serum | Aiding in evaluation of pituitary tumors, amenorrhea, galactorrhea,infertility, and hypogonadism Monitoring therapy of prolactin-producing tumors | Electrochemiluminescence Immunoassay | Yes | Prolactin, S | Serum | Patient Preparation: For 12 hours before specimen collection do nottake multivitamins or dietary supplements containing biotin (vitamin B7), which is commonly found in hair, skin, and nail supplements and multivitamins. Container/Tube: Preferred:Serum gel Acceptable:Red top Submission Container/Tube:Plastic vial Specimen Volume:0.6 mL Collection Instructions:Centrifuge and aliquot serum into a plastic vial. | 0.5 mL | Prolactin is secreted by the anterior pituitary gland and controlled by the hypothalamus. The major chemical controlling prolactin secretion is dopamine, which inhibits prolactin secretion from the pituitary. Prolactin is released from the pituitary in response to thyrotropin-releasing hormone and other factors. Prolactin is the principal hormone that controls the initiation and maintenance of lactation. In normal individuals, prolactin concentrations increase in response to physiologic stimuli such as sleep, stress, exercise, sexual intercourse, and hypoglycemia, and concentrations are also elevated during pregnancy, lactation, postpartum, and in a newborn infant. Hyperprolactinemia is the most common hypothalamic-pituitary disorder encountered in clinical endocrinology. Pathologic causes of hyperprolactinemia include prolactin-secreting pituitary adenoma (prolactinoma, which is more frequent in females than males and accounts for approximately 40% of all pituitary tumors), functional and organic disease of the hypothalamus, primary hypothyroidism, compression of the pituitary stalk, chest wall lesions, renal insufficiency, polycystic ovarian disease, and ectopic tumors. Hyperprolactinemia often results in loss of libido, galactorrhea, oligomenorrhea or amenorrhea, and infertility in premenopausal females, and loss of libido, impotence, infertility, and hypogonadism in males. Postmenopausal and premenopausal women, as well as men, can also suffer from decreased muscle mass and osteoporosis. Prolactinomas may rarely present in childhood or adolescence. In girls, disturbances in menstrual function and galactorrhea may be seen, whereas in boys, delayed pubertal development and hypogonadism are often present. The treatment options are the same as in adult patients. | Males <18 years: not established > or =18 years: 4.0-15.2 ng/mL Females: <18 years: not established > or =18 years: 4.8-23.3 ng/mL For SI unit Reference Values, seehttps://www.mayocliniclabs.com/order-tests/si-unit-conversion.html | In general, serum prolactin concentrations parallel tumor size in patients with prolactinomas. Macroadenomas (>10 mm in diameter) are typically associated with serum prolactin concentrations above 250 ng/mL, and a concentration above 500 ng/mL is diagnostic of a macroprolactinoma. Moderately increased concentrations of serum prolactin are not a reliable guide for determining whether a prolactin-producing pituitary adenoma is present. After initiation of medical therapy of prolactinomas, prolactin levels should decrease substantially in most patients; in 60% to 80% of patients, normal levels should be reached. Failure to suppress prolactin levels may indicate tumors resistant to the usual central-acting dopamine agonist therapies; however, a subset of patients will show tumor shrinkage despite persistent hyperprolactinemia. Patients who show neither a decrease in prolactin levels nor tumor shrinkage might require additional therapeutic measures. In patients where a discrepancy between pituitary tumor size and prolactin elevation is observed, a test for false-low serum prolactin (hook effect) should be performed by serial dilution. See PLPMA / Prolactin, Pituitary Macroadenoma, Serum. This assay should demonstrate no high-dose hook effect at prolactin concentrations up to approximately 12,500 ng/mL.(1) Multiple medications can cause increased prolactin concentration including estrogens, dopamine receptor blockers (eg, phenothiazines), dopamine antagonists (eg, metoclopramide, domperidone), alpha-methyldopa, cimetidine, opiates, antihypertensive medications, and other antidepressants and antipsychotics. In patients with asymptomatic hyperprolactinemia, assessment for macroprolactin (prolactin bound to immunoglobulin) is suggested. Macroprolactin is detected by differing degrees depending on the immunoassay used to measure prolactin. This assay shows low reactivity with most forms of macroprolactin. Macroprolactin should be evaluated in asymptomatic hyperprolactinemic subjects or when pituitary imaging studies are not informative. See MCRPL / Macroprolactin, Serum. | Serum prolactin measurements are not recommended during pregnancy in patients with prolactinomas. The test results are uninterpretable in this setting and may lead to unnecessary testing triggered by higher than normal prolactin levels. For assays employing antibodies, the possibility exists for interference by human antianimal antibodies (ie, heterophile antibodies) in the patient sample. Patients who have been regularly exposed to animals or have received immunotherapy or diagnostic procedures utilizing immunoglobulins or immunoglobulin fragments may produce antibodies, (eg, HAMA), that interfere with immunoassays. This may falsely elevate or falsely decrease the results. Interference due to extremely high titers of antibodies to analyte-specific antibodies, streptavidin or ruthenium can occur. | 1.Package insert: Roche E170/cobas e601/e602 Prolactin II. Roche Diagnostics; 01/2019 2.Demers LM, Vance ML: Pituitary function. In: Burtis CA, Ashwood ER, Bruns DE, eds.Tietz Textbook of Clinical Chemistry and Molecular Diagnostics. 4th ed. Elsevier Saunders Co; 2006:1976-1981 3. Schoft C, Schofl-Siegert B, Hinrich Karstens J, et al: Falsely low serum prolactin in two cases of invasive macroprolactinoma. Pituitary. 2002;5:261-265 4. Casaneuva FF, Molitch ME, Schlecte JA, et al: Guidelines of the Pituitary Society for the diagnosis and management of prolactinomas.Clin Endocrinol. 2006;65:265-273 5. Melmed S, Casanueva FF, Hoffman AR, et al:Diagnosis and treatment of hyperprolactinemia: an Endocrine Society clinical practice guideline. J Clin Endocrinol Metab. 2011 Feb;96(2):273-288 | The Prolactin II method employs 2 monoclonal antibodies specifically directed against prolactin. A biotinylated monoclonal antibody and a second monoclonal antibody labeled with a ruthenium complex react with prolactin in the sample to form a sandwich complex. After the addition of streptavidin-coated microparticles, the complex becomes bound to the solid phase via interaction of biotin and streptavidin. Application of a voltage to the electrode then induces chemiluminescent emission, which is measured.(Package insert: Elecsys Prolactin II. Roche Diagnostics; 01/2019) | Same day/1 to 2 days | 7 days | This test has been cleared, approved, or is exempt by the US Food and Drug Administration and is used per manufacturer's instructions. Performance characteristics were verified by Mayo Clinic in a manner consistent with CLIA requirements. | 84146 | Prolactin, S | 20568-2 | PRL | Prolactin, S | 20568-2
APRI | Prolonged Clot Time Profile Interpretation | Interpretation of testing performed as part of a profile to determine the cause of prolongation of prothrombin time or activated partial thromboplastin time Interpretation of testing performed as part of a profile for screening for prolonged clotting times and determining the presence of factor deficiencies or inhibitor (eg, factor-specific, lupus-like, or the presence of heparin) | Only orderable as part of a profile. For more information see APROL / Prolonged Clot Time Profile, Plasma. Medical Interpretation | Yes | Prolonged Clot Time Prof Interp | Plasma Na Cit |  |  | When coagulation screening tests are performed to verify normal function of the coagulation system (eg, preoperative, routine examination), they sometimes indicate an abnormality that may be unexplained (ie, prolonged clotting times). This consultation provides validation of the prolongation and as comprehensive a workup as needed to define the abnormality. Possibilities for a cause of prolongation include: -Artifactual due to high hematocrit (dilution of specimen by anticoagulant if patient hematocrit is 55% or greater) -Factor deficiencies, congenital or acquired -Factor inhibitors eg, factor VIII inhibitors (bleeding disorder) -Lupus anticoagulant (risk for thrombosis or recurrent miscarriage) -Anticoagulant drug effect eg, (including warfarin [Coumadin or Jantoven], oral anti-Xa inhibitors, oral direct thrombin inhibitors), heparin. | Only orderable as part of a profile. For more information see APROL / Prolonged Clot Time Profile, Plasma. An interpretive report will be provided. | An interpretive report will be provided when testing is completed, noting a presence or absence of a prolonged bleeding disease state. | If the patient's hematocrit is 55% or greater, the volume of citrate anticoagulant should be adjusted prior to submitting the specimen for analysis to avoid dilution of plasma by anticoagulant.(1) For optimal results, the patient should not be receiving oral vitamin K inhibitor (eg, warfarin, Coumadin), heparin, low-molecular weight heparin, hirudin (Refludan), argatroban, or fibrinolytic agents (eg, streptokinase, tissue plasminogen activator). If necessary, testing may be performed on patients receiving these treatments. Medications affecting coagulation parameters must be noted on requisition for accurate interpretation of results. If patient has been recently transfused or will be, it is best to perform this study pretransfusion, if possible. | 1. Clinical and Laboratory Standards Institute. Collection, transport, and processing of blood specimens for testing plasma-based coagulation assays and molecular hemostasis assays; approved guideline-fifth edition. CLSI document H21-A5. CLSI; 2008 2. Kamal AH, Tefferi A, Pruthi RK. How to interpret and pursue an abnormal prothrombin time, activated partial thromboplastin time, and bleeding time in adults. Mayo Clin Proc. 2007;82(7):864-873 3. Favaloro EJ, Lippi G, eds. Hemostasis and Thrombosis: Methods and Protocols. Humana Press; 2017 | A coagulation expert (clinician or hematopathologist) reviews the laboratory data and an interpretive report is issued. | 3 to 7 days |  | Not Applicable | 85390-26 Special Coagulation Interpretation | Prolonged Clot Time Prof Interp | 69049-5 | 603183 | Prolonged Clot Time Prof Interp | 69049-5
APROL | Prolonged Clot Time Profile, Plasma | Determining the cause of prolongation of prothrombin time oractivated partial thromboplastin time Screening for prolonged clotting times and determining the presenceof factor deficiencies or inhibitor (eg, factor-specific, lupus-like, or the presence of heparin) | ARPI: Medical Interpretation PTSC, APTSC, DRV1, TTSC, GBETH, 5BETH, 8BETH, 9BETH, F8IS, FACTV, F_2, F_7, F_9, F_10, F_11, F_12, F8A, RTSC, PNP, APMSC, PTMSC, PTFIB, DRV2, DRV3: Optical Clot-Based CLFIB: Clauss DIMER, SOLFM: Latex Immunoassay (LIA) CH9, CHF8: Chromogenic HEXLA: Spectrophotometric | Yes | Prolonged Clot Time Prof | Initial testing includes prothrombin time (PT), activated partial thromboplastin time (aPTT), dilute Russell's viper venom time (dRVVT), thrombin time (bovine), fibrinogen, D-dimer, and prolonged clot time interpretation. | Specimen Type:Platelet-poor plasma Patient Preparation: 1. Patient should not be receiving anticoagulant treatment (eg, warfarin, heparin). Treatment with heparin causes false-positive results of in vitro coagulation testing for lupus anticoagulant. Coumadin (warfarin) treatment may impair ability to detect the more subtle varieties of lupus-like anticoagulants. 2. Patient should also not be receiving fibrinolytic agents (streptokinase, urokinase, tissue plasminogen activator [tPA]). 3.It is best to perform this study pretransfusion if possible. If patient has been recently transfused, wait at least 48 hours after transfusion to collect the specimen. Collection Container/Tube:Light-blue top (3.2% sodium citrate) Submission Container/Tube:Plastic vial Specimen Volume:5 mL in 5 plastic vials, each containing 1 mL Collection Instructions: 1. Specimen must be collected prior to factor replacement therapy. 2. For complete instructions, seeCoagulation Guidelines for Specimen Handling and Processing. 3. Centrifuge, transfer all plasma into a plastic vial, and centrifuge plasma again. 4. Aliquot plasma (1-2 mL per aliquot) into 5 separate plastic vials leaving 0.25 mL in the bottom of centrifuged vial. 5. Freeze plasma immediately (no longer than 4 hours after collection) at -20 degrees C or, ideally, -40 degrees C or below. Additional Information: 1. Double-centrifuged specimen is critical for accurate results as platelet contamination may cause spurious results. 2. Each coagulation assay requested should have its own vial. | 4 plastic vials, each containing 1 mL | When coagulation screening tests are performed to verify normalfunction of the coagulation system (eg, preoperative, routineexamination), they sometimes indicate an abnormality that maybe unexplained (ie, prolonged clotting times). This consultationprovides validation of the prolongation and as comprehensive aworkup as needed to define the abnormality. Possibilities for a cause of prolongation include: -Artifactual due to high hematocrit (dilution of specimen by anticoagulant if patient hematocrit is 55% or greater) -Factor deficiencies, congenital or acquired -Factor inhibitors eg, factor VIII inhibitors (bleeding disorder) -Lupus anticoagulant (risk for thrombosis or recurrent miscarriage) -Anticoagulant drug effect eg, (including warfarin [Coumadin or Jantoven], oral anti-Xa inhibitors, oral direct thrombin inhibitors),heparin. | An interpretive report will be provided. | An interpretive report will be provided when testing is completed, noting a presence or absence of a prolonged bleeding disease state. | If the patient's hematocrit is 55% or greater, the volume of citrate anticoagulant should be adjusted prior to submitting the specimen for analysisto avoid dilution of plasma by anticoagulant.(1) For optimal results, the patient should not be receiving oral vitamin K inhibitor (eg, warfarin, Coumadin), heparin, low-molecular weight heparin, hirudin (Refludan), argatroban, or fibrinolytic agents (eg, streptokinase, tissue plasminogen activator). If necessary, testing may be performed on patients receiving these treatments. Medications affecting coagulation parameters must be noted on requisition for accurate interpretation of results. Treatment with heparin causes false-positive results of in vitro coagulation testing for lupus anticoagulant. Coumadin treatment may impair ability to detect the more subtle varieties of lupus-like anticoagulants. | 1. Clinical and Laboratory Standards Institute. Collection, transport, and processing of blood specimens for testing plasma-based coagulation assays and molecular hemostasis assays; approved guideline-fifth edition. CLSI document H21-A5. CLSI; 2008 2. Kamal AH, Tefferi A, Pruthi RK. How to interpret and pursue an abnormal prothrombin time, activated partial thromboplastin time, and bleeding time in adults. Mayo Clin Proc. 2007;82(7):864-873 3. Kottke-Marchant K, ed. Laboratory Hematology Practice. Wiley Blackwell Publishing; 2012 4. Favaloro EJ, Lippi G, eds. Hemostasis and Thrombosis: Methods and Protocols. Humana Press; 2017 | Prothrombin time: The prothrombin time (PT) assay is performed on the Instrumentation Laboratory ACL TOP. Patient sample is incubated and combined with a PT reagent containing recombinant human tissue factor, synthetic phospholipids, calcium chloride, polybrene, and buffer. The tissue thromboplastin-factor VII/VIIa complex activates factor X. Activated factor X (factor Xa) forms a complex with factor Va, calcium, and phospholipid to activate factor II (prothrombin) to thrombin. Thrombin then acts on fibrinogen (factor I) to form fibrin which clots, the time to clot formation is measured optically using a wavelength of 671 nm providing the assay endpoint (the "prothrombin time").(Package insert: HemosIL RecombiPlasTin 2G. Instrumentation Laboratory Company; R0, 03/2019) Activated Partial Thromboplastin Time: The activated partial thromboplastin time (aPTT) assay is performed on the Instrumentation Laboratory ACL TOP. Patient sample is combined and incubated with an aPTT reagent containing phospholipid, a negatively charged contact factor activator, and buffer. After a specified incubation time, calcium is added to trigger the coagulation process in the mixture. Subsequently, the time to clot formation is measured optically using a wavelength of 671 nm. Mixing studies (APMSC / Activated Partial Thromboplastin Time [APTT] Mix 1:1, Plasma) using normal pooled plasma are performed on samples with a prolonged aPTT to assist in discriminating between factor deficiency states and coagulation inhibitors unless further testing is not indicated.(Package insert: HemosIL SynthASil. Instrumentation Laboratory Company; R11, 06/2017) Dilute Russell's Viper Venom Time: The dilute Russell's viper venom time (dRVVT) screening assay is performed on the Beckman Coulter ACL TOP. Patient sample is incubated for a specified time, then combined with a dRVVT screening reagent containing Russell's viper venom, phospholipids, heparin neutralizing agents, calcium, buffers, and stabilizers to trigger the coagulation process. Subsequently, the time to clot formation is measured optically using a wavelength of 671 nm. The patient dRVVT screening clotting time is normalized by dividing the patient result by the mean dRVVT screening clotting time of normal pooled plasma to yield a ratio (dRVVT screen ratio).(Package insert: LA CHECK DRVVT. Precision Biologic; R14, 03/2012) Thrombin Time: The thrombin time assay is performed on the Instrumentation Laboratory ACL TOP. Patient sample is combined with a bovine thrombin reagent containing bovine albumin, calcium chloride, and buffer immediately triggering the coagulation process in the mixture. Time to clot formation is measured optically using a wavelength of 671 nm.(Package insert: HemosIL Thrombin Time. Instrumentation Laboratory Company; R1, 12/2018) Fibrinogen, Clauss assay: The Clauss fibrinogen assay is performed using the HemosIL Fibrinogen-C kit on the Instrumentation Laboratory ACL TOP. Patient sample, containing fibrinogen, is mixed with reagent containing excess thrombin. The excess thrombin converts the fibrinogen in the patient sample to fibrin. The amount of time it takes to form a clot is inversely proportional to the amount of fibrinogen present in the patient sample.(Package insert: HemosIL Fibrinogen-C. Instrumentation Laboratory Company; R7, 06/2017) D-Dimer: The D-dimer assay is performed using the HemosIL D-Dimer HS 500 kit on the Instrumentation Laboratory ACL TOP instrument. D-dimer is assayed in plasma by adding polystyrene latex particles coated with monoclonal antibodies specific for D-dimer domain. The latex particles agglutinate in the presence of soluble fibrin degradation products containing the D-dimer domain. The degree of agglutination is directly proportional to the concentration of D-dimer in the sample and is determined by measuring the decrease of transmitted light caused by the aggregates (turbidimetric immunoassay).(Package insert: HemosIL D-Dimer HS 500. Instrumentation Laboratory Company; 04/2018) | 3 to 7 days | 7 days | See Individual Test IDs | 85379-DIMER85384-CLFIB85390-26-APRI85610-PTSC85613-DRV185670-TTSC85730-APTSC85130-Chromogenic FVIII (if appropriate)85130-Chromogenic FIX (if appropriate)85210-Factor II (if appropriate)85220-Factor V (if appropriate)85230-Factor VII (if appropriate)85240-Factor VIII (if appropriate)85250-Factor IX (if appropriate)85260-Factor X (if appropriate)85270-Factor XI (if appropriate)85280-Factor XII (if appropriate)85335-Bethesda titer (if appropriate)85335-Factor V inhibitor screen (if appropriate)85335-Factor VIII inhibitor screen (if appropriate)85335-Factor IX inhibitor screen (if appropriate)85366-Soluble fibrin monomer (if appropriate)85385-PT-Fibrinogen (if appropriate)85597-Platelet neutralization for lupus inhibitor (if appropriate)85598-Hex LA (if appropriate)85611-PT mix 1:1 (if appropriate)85613-DRVVT mix (if appropriate)85613-DRVVT confirm (if appropriate)85635-Reptilase time (if appropriate)85732-APTT mix 1:1 (if appropriate) | Prolonged Clot Time Prof | 98125-8 | RVR1 | DRVVT Screen Ratio | 15359-3
PHD2 | Prolyl Hydroxylase Domain-2 (PHD2/EGLN1) Gene Sequencing, Whole Blood | AssessingPHD2/EGLN1inthe evaluation of an individual withJAK2-negative erythrocytosis associated with lifelong sustained increased red blood cell (RBC) mass, elevated RBC count, hemoglobin, or hematocrit | Only orderable as part of a profile. For more information see HEMP / Hereditary Erythrocytosis Mutations, Whole Blood. Polymerase Chain Reaction (PCR)/Sanger Sequencing | Yes | PHD2 Gene, Mutation Analysis, B | Whole blood | Only orderable as part of a profile. For more information see HEMP / Hereditary Erythrocytosis Mutations, Whole Blood. Container/Tube:Lavender top (EDTA) Specimen Volume:3 mL Collection Instructions:Send whole blood specimen in original tube.Do not aliquot. | 0.5 mL | Erythrocytosis (ie, increased red blood cell [RBC] mass or polycythemia) may be primary, due to an intrinsic defect of bone marrow stem cells (ie, polycythemia vera: PV), or secondary, in response to increased serum erythropoietin (EPO) levels. Secondary erythrocytosis is associated with a number of disorders including chronic lung disease, chronic increase in carbon monoxide (due to smoking), cyanotic heart disease, high-altitude living, kidney cysts and tumors, hepatoma, and other EPO-secreting tumors. When these common causes of secondary erythrocytosis are excluded, a heritable cause involving hemoglobin or erythrocyte regulatory mechanisms may be suspected. Unlike polycythemia vera, hereditary erythrocytosis is not associated with the risk of clonal evolution and should present with isolated erythrocytosis that has been present since birth. A small subset of cases are associated with pheochromocytoma or paraganglioma formation. Hereditary erythrocytosis is caused by variants in several genes and may be inherited in either an autosomal dominant or autosomal recessive manner. A family history of erythrocytosis would be expected in these cases, although it is possible for new alterations to arise in an individual. The genes coding for hemoglobin, beta globin and alpha globin (high-oxygen-affinity hemoglobin variants), hemoglobin-stabilization proteins (2,3 bisphosphoglycerate mutase:BPGM), and the erythropoietin receptor,EPOR, and oxygen-sensing pathway enzymes (hypoxia-inducible factor:HIF/EPAS1, prolyl hydroxylase domain:PHD2/EGLN1, and von Hippel Lindau:VHL) can result in hereditary erythrocytosis (see Table). The true prevalence of hereditary erythrocytosis-causing alterations is unknown. The hemoglobin genes,HBA1/HBA2andHBB,are not assayed in this profile. Table.Genes Associated with Hereditary Erythrocytosis Gene Inheritance Serum EPO JAK2V617F Acquired Decreased JAK2exon 12 Acquired Decreased EPOR Dominant Decreased PHD2/EGLN1 Dominant Normal level BPGM Recessive Normal level Beta Globin Dominant Normal level to increased Alpha Globin Dominant Normal level to increased HIF2A/EPAS1 Dominant Normal level to increased VHL Recessive Normal level to increased The oxygen-sensing pathway functions through an enzyme, hypoxia-inducible factor (HIF), which regulates RBC mass. A heterodimer protein comprised of alpha and beta subunits, HIF functions as a marker of depleted oxygen concentration. When present, oxygen becomes a substrate mediating HIF-alpha subunit degradation. In the absence of oxygen, degradation does not take place and the alpha protein component is available to dimerize with a HIF-beta subunit. The heterodimer then induces transcription of many hypoxia response genes includingEPO, VEGF, and GLUT1. HIF-alpha is regulated by von Hippel-Lindau (VHL) protein-mediated ubiquitination and proteosomal degradation, which requires prolyl hydroxylation of HIF proline residues. The HIF-alpha subunit is encoded by theHIF2A (EPAS1)gene. Enzymes important in the hydroxylation of HIF-alpha are the prolyl hydroxylase domain proteins, of which the most significant isoform is PHD2, which is encoded by thePHD2(EGLN1) gene. Genetic variants resulting in altered HIF-alpha, PHD2, and VHL proteins can lead to clinical erythrocytosis. A small subset of variants inPHD2/EGLN1andHIF2A/EPAS1have also been detected in erythrocytic patients presenting with paragangliomas or pheochromocytomas. Truncating variants in theEPORgene coding for the erythropoietin receptor can result in erythrocytosis through loss of the negative regulatory cytoplasmic SHP-1 binding domain leading to EPO hypersensitivity. All currently known variants have been localized to exon 8 and are heterozygous truncating variants.EPORvariants are associated with decreased to normal EPO levels values (see Table). | Only orderable as part of a profile. For more information see HEMP / Hereditary Erythrocytosis Mutations, Whole Blood. An interpretive report will be provided. | An interpretive report will be provided as a part of the HEMP / Hereditary Erythrocytosis Mutations, Whole Blood and will include specimen information, assay information, and whether the specimen was positive for any variants in the gene. If positive, the variant will be correlated with clinical significance, if known. | Polycythemia vera and acquired causes of erythrocytosis should be excluded before ordering this evaluation. This test will not detect somatic or gonadal mosaicism. Certain sequence alterations have no clinical manifestations and, in essence, are clinically benign. Correlation with all relevant clinical information is necessary to provide appropriate patient care. | 1. Patnaik MM, Tefferi A: The complete evaluation of erythrocytosis: congenital and acquired. Leukemia. 2009 May;23(5):834-844.doi: 10.1038/leu.2009.54 2. McMullin MF: The classification and diagnosis of erythrocytosis. Int J Lab Hematol. 2008 Dec;30(6):447-459 3. Percy MJ, Lee FS: Familial erythrocytosis: molecular links to red blood cell control. Haematologica. 2008 Jul;93(7):963-967. doi: 10.3324/haematol.13250 4. Huang LJ, Shen YM, Bulut GB: Advances in understanding the pathogenesis of primary familial and congenital polycythaemia.Br J Haematol. 2010 Mar;148(6):844-852 5. Maran J, Prchal J:Polycythemia and oxygen sensing. Pathologie Biologie. 2004 Jun;52(5):280-284 6. Lee F: Genetic causes of erythrocytosis and the oxygen-sensing pathway. Blood Rev. 2008 Nov;22(6):321-332 7. Merchant SH, Oliveira JL, Hoyer JD, Viswanatha DS: Erythrocytosis. In: His ED, ed. Hematopathology. 2nd ed. Elsevier Saunders; 2012:22-723 8.Zhuang Z, Yang C, Lorenzo F, et al: SomaticHIF2Again-of-function mutations in paraganglioma with polycythemia. N Engl J Med. 2012 Sep 6;367(10):922-930 9. Ladroue C, Carcenac R, Leporrier M, et al:PHD2mutation and congenital erythrocytosis with paraganglioma. N Engl J Med. 2008 Dec 18;359(25):2685-2692 10. Lorenzo FR, Yang C, Ng Tang Fui M, et al: A novelEPAS1/HIF2Agermline mutation in congenital polycythemia with paraganglioma. J Mol Med. 2013 Apr;91(4):507-512 11. Tarade D, Robinson CM, Lee JE, Ohh M: HIF-2alpha-pVHL complex reveals broad genotype-phenotype correlations in HIF-2aalpha-driven disease. Nat Commun. 2018 Aug 22;9(1):3359 12. Oliveira JL: Algorithmic evaluation of hereditary erythrocytosis: Pathways and caveats. Int J Lab Hematol. 2019 May;41 Suppl 1:89-94. doi: 10.1111/ijlh.13019 | DNA is extracted from whole blood and amplified in 7 separate polymerase chain reaction (PCR) reactions to coverEPORexon 8,HIF2Aexons 9 and 12, andPHD2exons 1 through 5. PCR products are then sequenced by the Sanger sequencing method and analyzed with sequencing software. Patient sequence results are compared with the genomic reference sequences and the single nucleotide variants known to occur in the genes. If a variant is detected, the messenger RNA reference sequence will be used to determine the amino acid number and resulting amino acid change, if there is one.(Percy MJ, McMullin MF, Roques AW, et al: Erythrocytosis due to a mutation in the erythropoietin receptor gene. Br J Haematol. 1998 Feb;100(2):407-410; Martini M, Teofili L, Cenci T, et al: A novel heterozygous HIF2a[M535I] mutation reinforces the role of oxygen sensing pathway disturbances in the pathogenesis of familial erythrocytosis. Haematologica. 2008;93[7]:1068-1071; Percy MJ, Zhao Q, Flores A, et al: A family with erythrocytosis establishes a role for prolyl hydroxylase domain protein 2 in oxygen homeostasis. Proc Natl Acad Sci U S A.2006;103[3]:654-659; Oliveira JL, Coon LM, Frederick LA, et al: Genotype-phenotype correlation of hereditary erythrocytosis mutations, a single center experience. Am J Hematol. 2018 May 23. doi: 10.1002/ajh.25150) | 10 to 25 days | Whole blood: 2 weeks; Extracted DNA: 3 months | This test was developed and its performance characteristics determined by Mayo Clinic in a manner consistent with CLIA requirements. It has not been cleared or approved by the US Food and Drug Administration. | 81479 | PHD2 Gene, Mutation Analysis, B | In Process | 34646 | PHD2 Gene Sequencing Result | 82939-0
FPHEG | Promethazine (Phenergan) |  | Liquid Chromatography/Tandem Mass Spectrometry (LC/MS/MS) | Yes | Promethazine (Phenergan) | Varies | Submit only 1 of the following specimens: Plasma Draw blood in a green-top (sodium heparin) tube(s),plasma gel tube is not acceptable.Spin down and send 3 mL sodium heparin plasma refrigerated in a plastic vial. Serum Draw blood in a plain, red-top tube(s),serum gel tube is not acceptable.Spin down and send 3 mL of serum refrigerated in a plastic vial. | 0.6 mL |  | ReferenceRange: < 150 ng/mL |  |  |  |  | 7 to 11 days | 2 weeks |  | 80342 | Promethazine (Phenergan) | 3988-3 | Z1138 | Promethazine (Phenergan) | 3988-3
FIBDD | PROMETHEUS IBD sgi Diagnostic |  | Enzyme Linked Immunosorbent Assay (ELISA), Chemiluminescent, Immunofluorescence Assay (IFA), multiplexed Polymerase Chain Reaction (PCR) allelic discrimination assays. | Yes | PROMETHEUS IBD sgi Diagnostic | Serum | Requires both whole blood and serum Note:Specimens must be shipped together Note: Informed consent required from NYS clients Blood: Collect 2 mL lavender top EDTA whole blood. Ship refrigerate. Serum: Draw blood in a plain, red-top tube(s). (Serum gel tube is acceptable.) Spin down and send 2 mL of serum refrigerated. | Blood = 2 mL, Serum = 2 mL | Combines serologic, genetic, and inflammation markers to help differentiate Inflammatory Bowel Disease (IBD) vs non-IBD and ulcerative colitis (UC) vs Crohn's disease (CD). The PROMETHEUS IBD sgi Diagnostic is the 4th-generation IBD diagnostic test and the first and only test to combine serologic, genetic, and inflammation markers in the proprietary Smart Diagnostic Algorithm for added diagnostic clarity. This test aids healthcare providers in differentiating IBD vs non-IBD and CD vs UC in one comprehensive blood test. This assay includes 9 serological markers ASCA IgA, ASCA IgG and proprietary markers anti-Fla-X, anti-A4-Fla2, anti-CBir1, anti-OMPC, and DNAse-sensitive pANCA that helps identify patients with IBD and utilizes Smart Diagnostic Algorithm Technology to improve the predictive accuracy. Genetic susceptibility influences immune responses, and this assay includes evaluation of ATG16L1, STAT3, NKX2-3, and ECM1. Inflammatory markers include VEGF, ICAM-1, VCAM-1, CRP, SAA. While most other labs only offer assay values, PROMETHEUS IBD sgi Diagnostic provides added clarity in diagnosing IBD, UC, and CD. | Testing is complete. Final report has been sent to the referring laboratory. |  |  |  | A proprietary algorithm is applied to the serologic, genetic, and inflammatory markers. | 6 to 8 days |  | Test results should be used in conjunction with other clinical and diagnostic findings. The healthcare provider is responsible for the use of this information in the management of their patient. The test was developed, and it's performance characteristics determined by Prometheus. It has not been cleared or approved by the U.S. FDA. The test is used for clinical purposes and should not be regarded as investigational or for research. Prometheus is CAP-accredited (6805501) and CLIA-certified (05D0917432) as qualified to perform high complexity testing. The test may be covered by one or more U.S. pending or issued patents-refer to prometheuslabs.com PROMETHEUS and IBD sgi Diagnostic, are trademarks or registered trademarks of Prometheus Laboratories Inc., San Diego, California. All other trademarks and service marks are the property of their respective owners. | 82397 x 483520 x 686255 x 28147986140 | PROMETHEUS IBD sgi Diagnostic | Not Provided | Z2744 | PROMETHEUS IBD sgi Diagnostic, B | Unable to Verify
FPLAC | PROMETHEUS LactoTYPE |  | Polymerase Chain Reaction (PCR) | Yes | Prometheus LactoType | Whole Blood EDTA | Patient Preparation:Informed consent required from NYS clients. Container/Tube:Whole Blood EDTA Specimen Volume:2 mL Collection Instructions:Collect 2 mL EDTA (lavender top) whole blood. Ship refrigerated. | 2.0 mL |  | A final report will be attached in MayoAccess. |  |  |  |  | 9 to 11 days |  |  | 81400 | Prometheus LactoType | 58938-2 | Z1521 | PROMETHEUS LactoTYPE | 58938-2
PFN | Propafenone, Serum | Monitoring propafenone therapy Assessing potential propafenone toxicity | Liquid Chromatography Tandem Mass Spectrometry (LC-MS/MS) | Yes | Propafenone, S | Serum Red | Patient Preparation:Specimens should only be collected after patient has been receiving propafenone for at least 3 days. Trough concentrations should be collected just before administration of the next dose. Supplies:Sarstedt Aliquot Tube, 5 mL (T914) Collection Container/Tube:Red top (serum gel/SST arenot acceptable) Submission Container/Tube:Plastic vial Specimen Volume:1.5 mL Collection Instructions: 1. Draw blood immediately before next scheduled dose. 2. Centrifuge and aliquot serum into a plastic vial within 2 hours of collection. | 0.5 mL | Propafenone(Rythmol) is a class 1C cardiac antiarrhythmic used to treat ventricular arrhythmias (ventricular tachycardia, supraventricular tachycardia, and ventricular premature contractions). Propafenone undergoes extensive first metabolism (half-life is approximately 2-10 hours). Its clinical efficacy is maintained through the formation of a metabolite (5-hydroxypropafenone) that is more pharmacologically active than the parent drug and has a longer half-life. Specimens should only be collected after patient has been receiving propafenone orally for at least 3 days. Trough concentrations should be collected just before administration of the next dose. The therapeutic concentration is 0.5 to 2.0 mcg/mL; concentrations less than 0.5 mcg/mL likely indicate inadequate therapy, and propafenone above 2.0 mcg/mL indicates excessive therapy. Adverse side effects are seen in the central nervous system, skin, and gastrointestinal tract. | Trough Value 0.5-2.0 mcg/mL: Therapeutic concentration >2.0 mcg/mL: Toxic concentration | The therapeutic concentration is 0.5 to 2.0 mcg/mL; concentrations below 0.5 mcg/mL likely indicate inadequate therapy andpropafenone above 2.0 mcg/mL indicates excessive therapy. | Specimens that are obtained from gel tubes or anticoagulate collections can cause assay interference. | 1. Milone MC, Shaw LM. Therapeutic drugs and their management. In: Rifai N, Chiu RWK, Young I, Burnham CAD, Wittwer CT, eds. Tietz Textbook of Laboratory Medicine. 7th ed. Elsevier; 2023:420-453 2. Josephson ME, Buxton AE, Marchlinski FE. The tachyarrhythmias: tachycardias. In: Wilson JD, Braunwald E, Isselbacher KJ, et al, eds. Harrison's Principles of Internal Medicine. 12th ed. McGraw-Hill Book Company; 1991:915 3. Valdes R Jr, Jortani SA, Gheorghiade M. Standards of laboratory practice: cardiac drug monitoring. National Academy of Clinical Biochemistry. Clin Chem. 1998;44(5):1096-1099 4. Joseph SP, Holt DW. Electrophysiological properties of mexiletine assessed with respect to plasma concentrations. Eur J Cardiol. 1980;11(2):115-121 | Protein is precipitated from serum and following centrifugation the supernatant is diluted and analyzed by liquid chromatography tandem mass spectrometry.(Unpublished Mayo method) | 2 to 5 days | 14 days | This test was developed and its performance characteristics determined by Mayo Clinic in a manner consistent with CLIA requirements. It has not been cleared or approved by the US Food and Drug Administration. | 80299 | Propafenone, S | 6905-4 | 80295 | Propafenone, S | 6905-4
FPROP | Propofol, Serum/Plasma |  | Gas Chromatography (GC) | Yes | Propofol | Varies | ***Must submit one specimen per order. Specimens cannot be shared between multiple orders.*** Submit only 1 of the following specimens: Serum Draw blood in a plain, red-top tube(s).Serum gel tube is not acceptable.Centrifuge and send 2 mL of serum refrigerate in plastic vial. Note:1. Indicate serum on request form. 2. Label specimen appropriately (serum). Plasma Draw blood in a lavender-top (EDTA) tube(s).Plasma gel tube is not acceptable.Centrifuge and send 2 mL of EDTA plasma refrigerate in plastic vial. Note:1. Indicate plasma on request form. 2. Label specimen appropriately (plasma). | 1.0 mL |  | Reporting limit determined each analysis Synonym(s): Diprivan Patients required a mean blood propofol concentration of 4.05 +/- 1.01 mcg/mL for major surgery and 2.97 +/- 1.07 mcg/mL for non-major surgery. Blood propofol concentrations at which 50% of patients were awake and oriented after surgery were 1.07 and 0.95 mcg/mL respectively. Psychomotor performance returned to baseline at blood propofol concentrations of 0.38 - 0.43 mcg/mL. |  |  |  |  | 8 to 12 days | 2 weeks | This test was developed and its performance characteristics determined by NMS Labs. It has not been cleared or approved by the U.S. Food and Drug Administration. | 80375G0480 (if appropriate) | Propofol | 34673-4 | Z1869 | Reporting Limit | 19147-8
FPD2U | Prostaglandin D2 (PG D2), Urine |  | Direct EIA/ELISA | No | Prostaglandin D2 (PG D2), U | Urine | Patient Preparation:Patient should not be on aspirin, indomethacin, or anti-inflammatory medications, if possible, for at least 48 hours prior to collection of specimen.Specimen must be frozen within 30 minutes of collection. Specimen Type: Urine Submission Container/Tube: Plastic, 10-mL tube (T068) Specimen Volume: 10 mL Collection Instructions: 1. Collect random urine (NO preservative). 3. Freeze immediately and send specimen frozen in the plastic, 10-mL urine tube (T068) Note: 24 hours urine collection is not acceptable. | 5 mL | Prostaglandins are fatty acids derived from arachidonic acid metabolism.They are closely related to the Thromboxanes and Leukotrienes.Prostaglandin D2 is derived mainly from Prostaglandin H2 and is metabolized to Dihydroketo Prostaglandin D2.Prostaglandin D2 is excreted directly into the urine.The sites of highest Prostaglandin D2 activity are the brain, spinal cord, intestines, and stomach.Prostaglandin D2 is the major Prostaglandin produced by uterine tissue.Prostaglandin D2 is a potent bronchoconstrictor, neuromodulator, and anti-antithrombin agent.It also stimulates the secretion of Pancreatic Glucagon. Prostaglandin D2 has been found to have an anti-metastatic effect on many malignant tumor cells. Prostaglandin D2 production and circulating levels are drastically suppressed by aspirin and indomethacin. | Up to 175 ng/g Creatinine |  |  |  |  | 10 to 14 days |  | This test was performed using a kit that has not been cleared or approved by the FDA and is designated as research use only. The analytic performance characteristics of this test have been determined by Inter Science Institute. This test is not intended for diagnosis or patient management decisions without confirmation by other medically established means. | 84150 | Prostaglandin D2 (PG D2), U | Not Provided | FPD2U | Prostaglandin D2 (PG D2), U | Not Provided
FD2PG | Prostaglandin D2 (PGD2) |  | Prostaglandin D2 is measured by EIA/ELISA following extractions of specimens. | No | Prostaglandin D2 (PGD2) | Serum | Patient preparation: Patient should NOT be on any aspirin, indomethacin, or anti-inflammatory medications, if possible, for at least 48 hours prior to collection of specimen. Specimen Type:Serum Container/Tube:Red top Specimen Volume:3 mL Collection Instructions:Draw blood in a plain, red-top tube(s), serum-gel tube(s) is acceptable. Separate immediately and send 3 mL of serum frozen in a plastic vial. | 1 mL | Prostaglandins are fatty acids derived from arachidonic acid metabolism. They are closely related to the Thromboxanes and Leukotrienes. Prostaglandin D2 is derived mainly from Prostaglandin H2, and is metabolized to Dihydroketo Prostaglandin D2. Prostaglandin D2 is excreted directly into the urine. The sites of highest Prostaglandin D2 activity are the brain, spinal cord, intestines, and stomach. Prostaglandin D2 is the major Prostaglandin produced by uterine tissue. Prostaglandin D2 is a potent bronchoconstrictor, neuromodulator, and anti-antithrombin agent. It also stimulates the secretion of Pancreatic Glucagon. Prostaglandin D2 has been found to have an anti-metastatic effect on many malignant tumor cells. Prostaglandin D2 production and circulating levels are drastically suppressed by aspirin and Indomethacin. | Adult Reference Range(s): 35 - 115 pg/mL No pediatric reference ranges available for this test. |  |  |  |  | 12 to 14 days |  | This test was performed using a kit that has not been cleared or approved by the FDA and is designated as research use only. The analytic performance characteristics of this test have been determined by Inter Science Institute. This test is not intended for diagnosis or patient management decisions without confirmation by other medically established means. | 84150 | Prostaglandin D2 (PGD2) | 12839-7 | FD2PG | Prostaglandin D2 (PGD2) | 12839-7
PHI11 | Prostate Health Index Reflex, Serum | As an aid in distinguishing prostate cancer from benign prostatic conditions in men aged 50 years and older with total PSA between 4.0 and 10.0 ng/mL and digital rectal examination findings that are not suspicious for cancer | Immunoenzymatic Assay | Yes | Prostate Health Index Reflex, S | This test begins with the analysis of prostate-specific antigen (PSA). If the PSA concentration is between 2.0 and 10.0 ng/mL, then the reflex test will be performed at an additional charge. | Patient Preparation: 1. Specimens for testing should be collected prior to prostate manipulations such as digital rectal examination, prostatic massage, transrectal ultrasound, and prostatic biopsy. 2. A 6-week waiting period between needle biopsy and specimen collection is recommended. 3. Specimens should not be collected from patients receiving therapy with high biotin (vitamin B7) doses (ie, >5 mg/day) until at least 8 hours following the last biotin administration. Supplies:Sarstedt Aliquot Tube 5 mL (T914) Collection Container/Tube:Red top (serum gel/SST arenotacceptable) Submission Container/Tube:Plastic vial Specimen Volume:1 mL Collection Instructions:Within 3 hours of collection, centrifuge, aliquot serum into a plastic vial, and refrigerate. Freeze sample within 24 hours of collection and send frozen. | 0.75 mL | Prostate-specific antigen (PSA) is a glycoprotein produced by the prostate gland, the lining of the urethra, and the bulbourethral gland. Normally, very little PSA is secreted in the blood. In conditions of increased glandular size and tissue damage, PSA is released into circulation. Measurement of serum PSA is useful for determining the extent of prostate cancer and assessing the response to prostate cancer treatment. PSA is also used as a screening tool for prostate cancer detection, although its use in screening has become controversial in recent years. While an elevated serum PSA is associated with prostate cancer, a number of benign conditions, such as benign prostatic hyperplasia and prostatitis might lead to elevated serum PSA concentrations. As a consequence, PSA lacks specificity for prostate cancer detection. Several PSA isoforms have been identified that can further increase the specificity of PSA for prostate cancer. In particular, the [-2] form of proPSA (p2PSA) shows improved performance over either total or free PSA for prostate cancer detection on biopsy. The prostate health index (phi) is a formula that combines all 3 PSA forms (total PSA, free PSA, and p2PSA) into a single score.phiis calculated using the following formula: (p2PSA/free PSA) x square root of PSA. In a multicenter study that compared the performance of total PSA, free PSA, p2PSA, andphiin men undergoing prostate biopsy due to a serum PSA concentration between 4.0 and 10.0 ng/mL,phiwas the best predictor of any prostate cancer, high-grade cancer, and clinically significant cancer. At 95% clinical sensitivity, the clinicalspecificity ofphiwas 16.0%, compared to 8.4% for free PSA and 6.5% for total PSA. | Age,Reference range, <40 years,< or =2.0 ng/mL, 40-49 years,< or =2.5 ng/mL, 50-59 years,< or =3.5 ng/mL, 60-69 years,< or =4.5 ng/mL, 70-79 years,< or =6.5 ng/mL, > or =80 years,< or =7.2 ng/mL, % Free PSA,Probability of cancer, < or =10%,56%, 11-15%,28%, 16-20%,20%, 21-25%,16%, >25%,8%, phirange,Probability of cancer,95% Confidence interval, 0-26.9,9.8%,5.2-15.4%, 27.0-35.9,16.8%,11.3-22.2%, 36.0-54.9,33.3%,26.8-39.9%, > or =55.0,50.1%,39.8-61.0%, | The prostate health index (phi)may be used to determine the probability of prostate cancer on biopsy in men aged 50 years and older with totalprostate-specific antigen(PSA) in the 4.0 to 10.0 ng/mL range. Lowphiscores are associated with a lower probability of finding prostate cancer on biopsy, and higherphiscores are associated with an increased probability of finding prostate cancer on biopsy. The choice of an appropriatephiscore to be used in guiding clinical decision-making may vary for each patient and may depend on other clinical factors or family history. The table below indicates the probability of finding prostate cancer on biopsy when total PSA is in the range of 4.0 to 10.0 ng/mL and may be used as guidance for interpreting thephiscore. phirange Probability of cancer 95% Confidence interval 0-26.9 9.8% 5.2%-15.4% 27.0-35.9 16.8% 11.3%-22.2% 36.0-54.9 33.3% 26.8%-39.9% 55.0+ 50.1% 39.8%-61.0% | Specimens for [-2]pro-prostate-specific antigen (p2PSA) testing should be collected prior to prostate manipulations such as digital rectal examination (DRE), prostatic massage, transrectal ultrasound, and prostatic biopsy. DRE may cause a transient increase in p2PSA, free prostate-specific antigen (PSA), and PSA. Transrectal needle biopsy has also been shown to cause transient increases in p2PSA, free PSA, and PSA elevations, thus a 6-week waiting period between needle biopsy and p2PSA, free PSA, and PSA sampling is recommended. The prostate health index (phi)results should be interpreted in light of the total clinical presentation of the patient, including symptoms, clinical history, data from additional tests, and other appropriate information. Thephishould not be interpreted as absolute evidence for the presence or absence of prostate cancer. Elevated PSA concentrations, increasedphi, or decreased free PSA may be observed in patients with nonmalignant disorders, as well as those with prostate cancer. Routine use of 5 alpha-reductase inhibitor drugs typically lower PSA, free PSA, and p2PSAlevels in patients. Other drugs used to treat benign prostatic hyperplasia may also affect PSA levels. Care should be taken in interpreting results from patients taking these drugs. For patient samples containing elevated levels of total protein (>8 g/dL), the possibility exists for interference by total protein. Carefully evaluate the results of patients suspected of having elevated total protein levels. Free PSA specimens can potentially be falsely decreased by biotin. Biotin should not strongly affect total PSA or p2PSA values. In rare cases, some individuals can develop antibodies to mouse or other animal antibodies (often referred to as human anti-mouse antibodies (HAMA) or heterophile antibodies), which may cause interference in some immunoassays. Caution should be used in interpretation of results and the laboratory should be alerted if the result does not correlate with the clinical presentation. The use of the prostate health index (phi) has not been validated when PSA values are outside of the range of 4.0 to 10.0 ng/mL | 1. Catalona WJ, Partin AW, Sanda MG, et al. A multicenter study of [-2]pro-prostate-specific antigen combined with prostate-specific antigen and free prostate-specific antigen for prostate cancer detection in the 2.0 to 10.0 ng/mL prostate-specific antigen range. J Urol. 2011;185(5):1650-1655 2. Pecoraro V, Roli L, Plebani M, Trenti T. Clinical utility of the (-2)proPSA and evaluation of the evidence: a systematic review. Clin Chem Lab Med. 2016;54(7):1123-1132. doi:10.1515/cclm-2015-0876 3. Loeb S, Catalona WJ: The Prostate Health Index: a new test for the detection of prostate cancer. Ther Adv Urol. 2014 Apr;6(2):74-77. doi: 10.1177/1756287213513488 | Prostate Specific Antigen: The Access Hybritech PSA (prostate-specific antigen) assay is a 2-site immunoenzymatic ("sandwich") assay. A sample is added to mouse monoclonal anti-PSA alkaline phosphatase conjugate and paramagnetic particles coated with a second mouse monoclonal anti-PSA antibody. The PSA in the sample binds to the immobilized monoclonal anti-PSA on the solid phase while the monoclonal anti-PSA alkaline phosphatase conjugate reacts with a different antigenic site on the sample PSA. After incubation, materials bound to the solid phase are held in a magnetic field while unbound materials are washed away. The chemiluminescent substrate Lumi-Phos* 530 is added to the vessel and light generated by the reaction is measured with a luminometer. The light production is directly proportional to the concentration of PSA in the sample and is determined from a stored, multipoint calibration curve.(Package insert: Access Hybritech PSA/Prostate-Specific Antigen Instructions for Use. Beckman Coulter Inc; 08/2023) Free Prostate Specific Antigen: The Access Hybritech free PSA assay is a 2-site immunoenzymatic ("sandwich") assay. A sample is added to mouse monoclonal anti-free PSA-alkaline phosphatase conjugate and paramagnetic particles coated with a second mouse monoclonal anti-PSA antibody. The free PSA in the sample binds to the immobilized monoclonal anti-PSA on the solid phase while the monoclonal anti-free PSA-alkaline phosphatase conjugate reacts with different antigenic sites on the free PSA molecule. After incubation, materials bound to the solid phase are held in a magnetic field while unbound materials are washed away. The chemiluminescent substrate Lumi-Phos 530 is added to the vessel and light generated by the reaction is measured with a luminometer. The light production is directly proportional to the concentration of free PSA in the sample and is determined from a stored, multipoint calibration curve.(Package insert: Access Hybritech free PSA/Free Prostate-Specific Antigen Instructions for Use. Beckman Coulter Inc; 06/2020) [-2]ProPSA: The Access Hybritech p2PSA ([-2]proPSA) is a 2-site immunoenzymatic ("sandwich") assay. A sample is added to mouse monoclonal anti-PSA-alkaline phosphatase conjugate, paramagnetic particles coated with a mouse monoclonal anti-[-2]proPSA antibody, and a blocking reagent. The [-2]proPSA in the sample binds to the immobilized monoclonal anti-[-2]proPSA on the solid phase while the monoclonal anti-PSA-alkaline phosphatase conjugate reacts with different antigenic sites on the [-2]proPSA molecule. After incubation, materials bound to the solid phase are held in a magnetic field while unbound materials are washed away. The chemiluminescent substrate Lumi-Phos*530 is added to the vessel and light generated by the reaction is measured with a luminometer. The light production is directly proportional to the concentration of [-2]proPSA in the sample and is determined from a stored, multipoint calibration curve.(Package insert: Access Hybritech p2PSA/[-2]proPSA Instructions for Use. Beckman Coulter Inc; 10/2023) Percent free PSA: The free PSA concentration is divided by the total PSA to derive the percent free PSA. The percentage is provided only when the total PSA is in the range of 4.0 to 10.0 ng/mL. Prostate health index: Prostate health index (phi) is calculated in the laboratory information systemandprovided only when the total PSA is in the range of 4.0 to 10.0 ng/mL. | 1 to 3 days | 2 weeks | This test has been cleared, approved, or is exempt by the US Food and Drug Administration and is used per manufacturer's instructions. Performance characteristics were verified by Mayo Clinic in a manner consistent with CLIA requirements. | 84153 - Total PSA84154 - Free PSA (if appropriate)86316 - [-2]ProPSA (if appropriate) | Prostate Health Index Reflex, S | 53764-7 | PHI12 | Prostate Specific Antigen, S | 83112-3
PSAIM | Prostate Specific Antigen (PSA) Immunostain, Technical Component Only | Marker of glandular epithelium in normal and neoplastic prostate | Immunohistochemistry (IHC) | Yes | Prostate Spec Ag IHC, Tech Only | For the initial technical component only immunohistochemical (IHC) stain performed, the appropriate bill-only test ID will be reflexed and charged (IHTOI). For each additional technical component only IHC stain performed, an additional bill-only test ID will be reflexed and charged (IHTOA). | Supplies:Immunostain Technical Only Envelope (T693) Specimen Type:Tissue Container/Tube:Immunostains Technical Only Envelope Preferred:2 Unstained positively charged glass slide (25- x 75- x 1-mm) per test ordered; sections 4-microns thick. Acceptable:Formalin-fixed, paraffin-embedded tissue block |  | Prostate specific antigen is present within the cytoplasm of glandular epithelium in normal prostate, as well as in prostate cancer. It is useful diagnostically for identification of adenocarcinoma of the prostate in metastatic sites and for differentiating prostatic adenocarcinoma from urothelial carcinoma. |  | This test does not include pathologist interpretation, only technical performance of the stain. If interpretation is required, order PATHC / Pathology Consultation for a full diagnostic evaluation or second opinion of the case. The positive and negative controls are verified as showing appropriate immunoreactivity. If a control tissue is not included on the slide, a scanned image of the relevant quality control tissue is available upon request; call 855-516-8404. Interpretation of this test should be performed in the context of the patient's clinical history and other diagnostic tests by a qualified pathologist. | Age of a cut paraffin section can affect immunoreactivity. Stability thresholds vary widely among published literature and are antigen dependent. Best practice is for paraffin sections to be cut within 6 weeks. | 1. Aihara M, Lebovitz RM, Wheeler TM, et al. Prostate specific antigen and gleason grade: an immunohistochemical study of prostate cancer. J Urol. 1004;151(6):1558-1564 2. Bostwick DG. Prostate-specific antigen. Current role in diagnostic pathology of prostate cancer. Am J Clin Pathol. 1994;102(4 Suppl 1):S31-S37 3. Hameed O, Humphrey PA. Immunohistochemistry in diagnostic surgical pathology of the prostate. Semin Diagn Pathol. 2005;22(1):88-104 4. Hammerich KH, Ayala GE, Wheeler TM. Application of immunohistochemistry to the genitourinary system (prostate, urinary bladder, testis, and kidney). Arch Pathol Lab Med. 2008;132:432-440 5. Varma M, Berney DM, Rhodes A. Technical variations in prostatic immunohistochemistry: need for standardisation and stringent quality assurance in PSA and PSAP immunostaining. J Clin Pathol. 2004;57:687-690 6.Magaki S, Hojat SA, Wei B, So A, Yong WH. An Introduction to the Performance of Immunohistochemistry. Methods Mol Biol. 2019;1897:289-298. doi:10.1007/978-1-4939-8935-5_25 | Immunohistochemistry on sections of paraffin-embedded tissue.(Unpublished Mayo method) | 1 to 3 days | Until staining is complete. | This test has been cleared, approved, or is exempt by the US Food and Drug Administration and is used per manufacturer's instructions. Performance characteristics were verified by Mayo Clinic in a manner consistent with CLIA requirements. | 88342-TC, primary88341-TC, if additional IHC | Prostate Spec Ag IHC, Tech Only | Order only;no result | 70855 | Prostate Spec Ag IHC, Tech Only | Bill only; no result
PTRIP | Prostate Triple (P63/KRT/P504S), Technical Component Only | Aiding in the identification of high-grade prostatic intraepithelial neoplasia and prostate cancer | Immunohistochemistry (IHC) | Yes | P63/KRT/P504S IHC, Tech Only | For the initial technical component only immunohistochemical (IHC) stain performed, the appropriate bill-only test ID will be reflexed and charged (IHTOI). For each additional technical component only IHC stain performed, an additional bill-only test ID will be reflexed and charged (IHTOA). | Supplies:Immunostain Technical Only Envelope (T693) Specimen Type:Tissue Container/Tube:Immunostain Technical Only Envelope Preferred:2 Unstained positively charged glass slide (25- x 75- x 1-mm) per test ordered; sections 4-microns thick. Acceptable:Formalin-fixed, paraffin-embedded tissue block |  | The prostate triple assay consists of 3 antibodies P63, HMW KRT (34betaE12), and P504S. This multiplex is used in the diagnosis of high-grade prostatic intraepithelial neoplasia (PIN) and prostate cancer. P63 (nuclear) and HMW KRT (cytoplasmic) are expressed in normal myoepithelial cells that surround the prostatic epithelial cells (detected with 3,3'-diaminobenzidine chromogen). This myoepithelial layer is lost in carcinoma. P504S (cytoplasmic) is abnormally expressed in high-grade PIN and prostate cancer epithelial cells (detected with fast red chromogen). |  | This test does not include pathologist interpretation, only technical performance of the stain. If interpretation is required, order PATHC / Pathology Consultation for a full diagnostic evaluation or second opinion of the case. The positive and negative controls are verified as showing appropriate immunoreactivity. If a control tissue is not included on the slide, a scanned image of the relevant quality control tissue is available upon request; call 855-516-8404. Interpretation of this test should be performed in the context of the patient's clinical history and other diagnostic tests by a qualified pathologist. | Age of a cut paraffin section can affect immunoreactivity. Stability thresholds vary widely among published literature and are antigen dependent. Best practice is for paraffin sections to be cut within 6 weeks. | 1. Rathod SG, Jaiswal DG, Bindu RS. Diagnostic utility of triple antibody (AMACR, HMWCK and P63) stain in prostate neoplasm. J Family Med Prim Care. 2019; 8(8):2651-2655. doi:10.4103/jfmpc.jfmpc_432_19 2. Ng VW, Koh M, Tan SY, Tan PH. Is triple immunostaining with 34betaE12, p63, and racemase in prostate cancer advantageous? A tissue microarray study. Am J Clin Pathol. 2007;127(2):248-253. doi:10.1309/JCFW75KGFWQUHVQD 3. Jiang Z, Li C, Fischer A, et al. Using an AMACR (P504S)/34betaE12/p63 cocktail for the detection of small focal prostate carcinoma in needle biopsy specimens. Am J Clin Pathol. 2005;123(2):231-236. doi:10.1309/1g1nk9dbgfnb792l 4. Magaki S, Hojat SA, Wei B, So A, Yong WH. An introduction to the performance of immunohistochemistry. Methods Mol Biol. 2019;1897:289-298. doi:10.1007/978-1-4939-8935-5_25 | Immunohistochemistry on sections of paraffin-embedded tissue.(Unpublished Mayo method) | 1 to 3 days | Until staining is complete. | This test has been cleared, approved, or is exempt by the US Food and Drug Administration and is used per manufacturer's instructions. Performance characteristics were verified by Mayo Clinic in a manner consistent with CLIA requirements. | 88344-TC | P63/KRT/P504S IHC, Tech Only | No LOINC Needed | 610457 | P63/KRT/P504S IHC, Tech Only | No LOINC Needed
PSA | Prostate-Specific Antigen (PSA) Diagnostic, Serum | As an aid in the detection of prostate cancer when used in conjunction with a digital rectal exam in men 50 years and older To aid in the prognosis and management of individuals diagnosed with prostate cancer | Electrochemiluminescent Immunoassay (ECLIA) | Yes | Prostate-Specific Ag Diagnostic, S | Serum | Supplies:Sarstedt Aliquot Tube, 5mL (T914) Collection Container/Tube: Preferred:Serum gel Acceptable:Red top Submission Container/Tube:Plastic vial Specimen Volume:0.6 mL Collection Instructions: 1. Serum gel tubes should be centrifuged within 2 hours of collection. 2. Red-top tubes should be centrifuged, and the serum aliquoted into a plastic vial within 2 hours of collection. Additional Information:Free prostate-specific antigen (PSA) can only be added on within 72 hoursof performing total PSA. Specimen must have been shipped frozen. | 0.5 mL | Prostate-specific antigen (PSA) is a glycoprotein produced by the prostate gland, the lining of the urethra, and the bulbourethral gland.Normally, very little PSA is secreted in the blood. Increases in glandularsize and tissue damage caused by benign prostatic hypertrophy,prostatitis, or prostate cancer may increase circulating PSA levels. In patients with previously diagnosed prostate cancer, PSA testing isadvocated as an early indicator of tumor recurrence and as an indicatorof response to therapy. The role of PSA in early detection of prostatecancer is controversial. The American Cancer Society recommendsannual examination with digital rectal examination and serum PSAbeginning at age 50 and for men with a life expectancy of at least 10 yearsafter detection of prostate cancer. For men in high-risk groups, such as African Americans or men with a first-degree relative diagnosed at a younger age, testing should begin at a younger age. It is generally recommended that information be provided to patients about the benefits and limitations of testing and treatment so they can make informed decisions. | Age (Years),PSA Upper Limit (ng/mL), <40,< or =2.0, 40-49,< or =2.5, 50-59,< or =3.5, 60-69,< or =4.5, 70-79,< or =6.5, > or =80,< or =7.2, | Prostate-specific antigen (PSA) values are reported with the 95th percentile limitsby decade of age.These reference limits include men with benign prostatic hyperplasia. They exclude all cases with proven cancer. PSA values exceeding the age-specific limits are suspicious for prostate disease, but additional testing, such as prostate biopsy, is needed to diagnose prostate pathology. The minimal reporting value is 0.1 ng/mL. Values above 0.2 ng/mL are considered evidence of biochemical recurrence of cancer in men after prostatectomy. | Serum markers are not specific for malignancy, and values may vary by method. When age is not supplied, the results cannot be flagged as high or low. Digital rectal examination generally does not increase normal prostate-specific antigen (PSA) values. However, cystoscopy, urethral instrumentation, and prostate biopsy may increase PSA levels. In rare cases, some individuals can develop antibodies to mouse or other animal antibodies (often referred to as human anti-mouse antibodies [HAMA] or heterophile antibodies), which may cause interference in some immunoassays. The presence of antibodies to streptavidin or ruthenium can also rarely occur and may also interfere in this assay. Caution should be used in interpretation of results, and the laboratory should be alerted if the result does not correlate with the clinical presentation. Serum biotin concentrations up to 1200 ng/mL do not interfere with this assay. Concentrations up to 1200 ng/mL may be present in specimens collected from patients taking extremely high doses of biotin up to 300 mg per day. In a study among 54 healthy volunteers, supplementation with 20 mg/day biotin resulted in a maximum serum biotin concentration of 355 ng/mL 1 hour post-dose. | 1. Oesterling JE, Jacobsen SJ, Chute CG, et al. Serum prostate-specific antigen in a community-based population of healthy men. JAMA. 1993;270:860-864 2. Smith RA, Cokkinides V, von Eschenbach A, et al. American Cancer Society guidelines for the early detection of cancer. CA Cancer J Clin. 2002;52(1):8-22 3. Barry MJ, Albertsen PC, Bagshaw MA, et al. Outcomes for men with clinically nonmetastatic prostate carcinoma managed with radical prostatectomy, external beam radiotherapy, or expectant management: a retrospective analysis. Cancer. 2001;91(12):2302-2314 4. Blute ML, Bergstralh EJ, Scherer BG, et al. Use of Gleason score, prostate specific antigen, seminal vesicle and margin status to predict biochemical failure after radical prostatectomy. J Urol. 2001;165(1):119-125 5. Netto GJ, Epstein JI: Immunohistology of the prostate. In: Dabbs DJ, ed. Diagnostic Immunohistochemistry. 5th ed. Elsevier; 2019:588-623 6. Peyro Saint Paul L, Debruyne D, Bernard D, Mock DM, Defer GL. Pharmacokinetics and pharmacodynamics of MD1003 (high-dose biotin) in the treatment of progressive multiple sclerosis.Expert Opin Drug Metab Toxicol. 2016;12:(3):327-344 7. Grimsey P, Frey N, Bendig, et al. Population pharmacokinetics of exogenous biotin and the relationship between biotin serum levels and in vitro immunoassay interference. J Pharmacokinet Pharmacodyn. 2017; 2(4), 247-256. | The Roche Elecsys Total PSA (prostate-specific antigen) assay is a sandwich electrochemiluminescence immunoassay that employs a biotinylated monoclonal PSA-specific antibody and a monoclonal PSA-specific antibody labeled with ruthenium complex. PSA in the specimen reacts with both the biotinylated monoclonal PSA-specific antibody (mouse) and the monoclonal PSA-specific antibody (mouse) labeled with a ruthenium, forming a sandwich complex. Streptavidin-coated microparticles are added, and the mixture aspirated into the measuring cell where the microparticles are magnetically captured onto the surface of the electrode. Unbound substances are then removed with ProCell. Application of voltage to the electrode induces the chemiluminescent emission, which is then measured against a calibration curve to determine the amount of PSA in the patient specimen.This method has been standardized against the Reference Standard/WHO 96/670.(Package insert: Elecsys total PSA reagent. Roche Diagnostics; V 2.0 06/2023) | 1 to 3 days | 14 days | This test has been cleared, approved, or is exempt by the US Food and Drug Administration and is used per manufacturer's instructions. Performance characteristics were verified by Mayo Clinic in a manner consistent with CLIA requirements. | 84153 | Prostate-Specific Ag Diagnostic, S | 83112-3 | PSA | Prostate-Specific Ag Diagnostic, S | 83112-3
SPSA | Prostate-Specific Antigen (PSA) Screen, Serum | As a screening aid in the detection of prostate cancer when used in conjunction with a digital rectal exam in men 50 years or older Screening to aid in the prognosis and management of individuals diagnosed with prostate cancer | Electrochemiluminescent Immunoassay | Yes | Prostate-Specific Ag Screen, S | Serum | Supplies:Starstedt Aliquot Tube 5mL (T914) Collection Container/Tube: Preferred:Serum gel Acceptable:Red top Submission Container/Tube:Plastic vial Specimen Volume:1 mL Collection Instructions: 1. Red-top tube must be centrifuged, and the serum aliquoted into a plastic vial within 2 hours of collection. 2. Serum gel tube must be centrifuged within 2 hours of collection. | 0.75 mL | Prostate-specific antigen (PSA) is a glycoprotein produced by the prostate gland, the lining of the urethra, and the bulbourethral gland.Normally, very little PSA is secreted in the blood. Increases in glandularsize and tissue damage caused by benign prostatic hypertrophy,prostatitis, or prostate cancer may increase circulating PSA levels. In patients with previously diagnosed prostate cancer, PSA testing isadvocated as an early indicator of tumor recurrence and as an indicatorof response to therapy. The role of PSA in early detection of prostatecancer is controversial. The American Cancer Society recommendsannual examination with digital rectal examination and serum PSAbeginning at age 50 and for men with a life expectancy of at least 10 yearsafter detection of prostate cancer. For men in high-risk groups, such as African Americans or men with a first-degree relative diagnosed at a younger age, testing should begin at a younger age. It is generally recommended that information be provided to patients about the benefits and limitations of testing and treatment so they can make informed decisions. | Age (years),PSA upper limit (ng/mL), <40,< or =2.0, 40-49,< or =2.5, 50-59,< or =3.5, 60-69,< or =4.5, 70-79,< or =6.5, > or =80,< or =7.2, | Prostate-specific antigen (PSA) values are reported with the 95th percentile limits by decade of age. These reference limits include men with benign prostatic hyperplasia. They exclude all cases with proven cancer. PSA values exceeding the age-specific limits are suspicious for prostate disease, but additional testing, such as prostate biopsy, is needed to diagnose prostate pathology. The minimal reporting value is 0.1 ng/mL. Values above 0.2 ng/mL are considered evidence of biochemical recurrence of cancer in men after prostatectomy. | Serum markers are not specific for malignancy, and values may vary by method. When age is not supplied, the results cannot be flagged as high or low. Digital rectal examination generally does not increase normal prostate-specific antigen (PSA) values. However, cystoscopy, urethral instrumentation, and prostate biopsy may increase PSA levels. In rare cases, some individuals can develop antibodies to mouse or other animal antibodies (often referred to as human anti-mouse antibodies [HAMA] or heterophile antibodies), which may cause interference in some immunoassays. The presence of antibodies to streptavidin or ruthenium can also rarely occur and may interfere in this assay. Caution should be used in interpretation of results, and the laboratory should be alerted if the result does not correlate with the clinical presentation. Serum biotin concentrations up to 1200 ng/mL do not interfere with this assay. Concentrations up to 1200 ng/mL may be present in specimens collected from patients taking extremely high doses of biotin up to 300 mg per day.(1) In a study among 54 healthy volunteers, supplementation with 20 mg/day biotin resulted in a maximum serum biotin concentration of 355 ng/mL 1 hour post-dose.(2) | 1. Grimsey P, Frey N, Bendig G, et al. Population pharmacokinetics of exogenous biotin and the relationship between biotin serum levels and in vitro immunoassay interference. J Pharmacokinet Pharmacodyn. 2017 Sept;2(4):247-256. doi:10.4155/ipk-2017-0013 2. Oesterling JE, Jacobsen SJ, Chute CG, et al. Serum prostate-specific antigen in a community-based population of healthy men. Establishment of age-specific reference ranges. JAMA. 1993;270(7):860-864 3.Saint Paul LP, Debruyne D, Bernard D, Mock DM, Defer GL. Pharmacokinetics and pharmacodynamics of MD1003 (high-dose biotin) in the treatment of progressive multiple sclerosis. Expert Opin Drug Metab Toxicol. 2016;12(3):324-344. doi:10.1517/17425255.2016.1136288 4. Smith RA, Cokkinides V, von Eschenbach A, et al. American Cancer Society guidelines for the early detection of cancer. CA Cancer J Clin. 2002;52(1):8-22. doi:10.3322/canjclin.52.1.8 5. Barry MJ, Albertsen PC, Bagshaw MA, et al. Outcomes for men with clinically nonmetastatic prostate carcinoma managed with radical prostatectomy, external beam radiotherapy, or expectant management: a retrospective analysis. Cancer. 2001;91(12):2302-2314.doi:10.1002/1097-0142(20010615)91:12<2302::aid-cncr1262>3.3.co;2-g 6. Blute ML, Bergstralh EJ, Iocca A, Scherer B, Zincke H. Use of Gleason score, prostate specific antigen, seminal vesicle and margin status to predict biochemical failure after radical prostatectomy. J Urol. 2001;165(1):119-125. doi:10.1097/00005392-200101000-00030 7. Netto GJ, Epstein JI. Immunohistology of the prostate. In: Dabbs DJ, ed. Diagnostic Immunohistochemistry. 5th ed. Elsevier; 2019:588-623 8. Ilic D, Djulbegovic M, Jung JH, et al. Prostate cancer screening with prostate-specific antigen (PSA) test: a systematic review and meta-analysis. BMJ. 2018;362:k3519. doi:10.1136/bmj.k3519 | The Elecsys cobas Total PSA (prostate-specific antigen) assay is a sandwich electrochemiluminescence immunoassay that employs a biotinylated monoclonal PSA-specific antibody and a monoclonal PSA-specific antibody labeled with ruthenium complex. PSA in the specimen reacts with both the biotinylated monoclonal PSA-specific antibody (mouse) and the monoclonal PSA-specific antibody (mouse) labeled with a ruthenium, forming a sandwich complex. Streptavidin-coated microparticles are added, and the mixture aspirated into the measuring cell where the microparticles are magnetically captured onto the surface of the electrode. Unbound substances are then removed with ProCell. Application of voltage to the electrode induces the chemiluminescent emission, which is then measured against a calibration curve to determine the amount of PSA in the patient specimen.This method has been standardized against the Reference Standard/WHO 96/670.(Package insert: Elecsys total PSA reagent. Roche Diagnostics; V 2.0, 06/2023) | 1 to 3 days | 14 days | This test has been cleared, approved, or is exempt by the US Food and Drug Administration and is used per manufacturer's instructions. Performance characteristics were verified by Mayo Clinic in a manner consistent with CLIA requirements. | 84153G0103(if appropriate) | Prostate-Specific Ag Screen, S | 83112-3 | SPSA | Prostate-Specific Ag Screen, S | 83112-3
PSAU | Prostate-Specific Antigen (PSA) Ultrasensitive, Serum | As an aid in the detection of prostate cancer when used in conjunction with a digital rectal exam in men ages 50 years and older To aid in the prognosis and management of individuals diagnosed with prostate cancer Monitoring disease after radical prostatectomy This testshould not be usedfor initial prostate cancer screening. | Electrochemiluminescent Immunoassay (ECLIA) | Yes | PSA, Ultrasensitive, S | Serum | Collection Container/Tube: Preferred:Serum gel Acceptable:Red top Submission Container/Tube:Plastic vial Specimen Volume:1 mL Collection Instructions: 1. Serum gel tubes should be centrifuged within 2 hours of collection. 2. Red-top tubes should be centrifuged, and the serum aliquoted into a plastic vial within 2 hours of collection. | 0.75 mL | Prostate-specific antigen (PSA) is the most widely used method to detect prostate cancer recurrence after radical prostatectomy (RP). Approximately 20% to 35% of patients develop a rising PSA following RP for clinically localized prostate cancer. Biochemical recurrence (BCR) is defined as an increase in PSA after curative therapy without clinical or radiological evidence of disease. The median time to BCR could vary between 2 to 3 years. A standard PSA cutpoint to indicate BCR has yet to be established. For example, the American Urological Association and the American Society for Radiation Oncology defined BCR after surgery as initial and confirmatory PSA concentrations of 0.2 ng/mL or greater. However, a BCR definition of 0.4 ng/mL PSA has also been proposed. Assays that measure PSA to concentrations below 0.1 ng/mL are denoted ultrasensitive PSA (USPSA). The use of USPSA cutpoints below currently recommended PSA thresholds may be helpful in identifying cases of early biochemical recurrence and for selecting patients with adverse clinicopathologic risk factors for secondary therapy. However, some authors believe that USPSA assays offers minimal advantages and could lead to increased anxiety in patients who have clinically meaningless rises of PSA and might lead to overtreatment. | Age (years),PSA upper limit (ng/mL), <40,< or =2.0, 40-49,< or =2.5, 50-59,< or =3.5, 60-69,< or =4.5, 70-79,< or =6.5, > or =80,< or =7.2, | An undetectable (<0.01 ng/mL) ultrasensitive prostate-specific antigen (USPSA) concentration after radical prostatectomy is reassuring and may aid in postoperative risk stratification of patients. A detectable USPSA concentration (> or =0.01 ng/mL) after radical prostatectomy (RP) does not necessarily translate into disease progression or recurrence. Interpretation of a detectable USPSA needs to be made in conjunction with other clinicopathologic risk factors. The cutpoint for interpretation of USPSA assays remains controversial and has ranged from 0.01 to 0.05 ng/mL. For example, in a study that included 754 men after RP, a cutpoint of 0.01 ng/mL was an independent predictor of biochemical recurrence (BCR). BCR-free survival at 5 years was 92.4% for patients with an USPSA post-RP of less than 0.01 ng/mL and 56.8% for patients with an USPSA post-RP of 0.01 ng/mL or higher.(1) In the same study a cutoff of 0.03 ng/ml also predicted BCR independent of clinicopathological factors and BCR-free survival at 5 yrs was 90.8% for patients with an USPSA post-RP of less than 0.03 ng/mL and 26.9% for patients with a PSA post-RP of greater or equal to 0.03 ng/mL.(1) | Serum markers are not specific for malignancy, and values may vary by method. When age is not supplied, the results cannot be flagged as high or low. Digital rectal examination generally does not increase normal prostate-specific antigen (PSA) values. However, cystoscopy, urethral instrumentation, and prostate biopsy may increase PSA levels. In rare cases, some individuals can develop antibodies to mouse or other animal antibodies (often referred to as human anti-mouse antibodies [HAMA] or heterophile antibodies), which may cause interference in some immunoassays. The presence of antibodies to streptavidin or ruthenium can also rarely occur and may interfere in this assay. Caution should be used in interpretation of results, and the laboratory should be alerted if the result does not correlate with the clinical presentation. No interference was observed from rheumatoid factors up to a concentration of 1500 IU/mL. There is no high-dose hook effect at total PSA concentrations up to 17,000 ng/mL. Serum biotin concentrations up to 1200 ng/mL do not interfere with this assay. Concentrations up to 1200 ng/mL may be present in specimens collected from patients taking extremely high doses of biotin up to 300 mg per day.(2) In a study among 54 healthy volunteers, supplementation with 20 mg/day biotin resulted in a maximum serum biotin concentration of 355 ng/mL 1 hour post-dose.(3) | 1. Sokoll LJ, Zhang Z, Chan DW, et al. Do ultrasensitive prostate specific antigen measurements have a role in predicting long-term biochemical recurrence-free survival in men after radical prostatectomy? J Urol. 2016;195(2):330-336. doi:10.1016/j.juro.2015.08.080 2.Saint Paul LP, Debruyne D, Bernard D, Mock DM, Defer GL. Pharmacokinetics and pharmacodynamics of MD1003 (high-dose biotin) in the treatment of progressive multiple sclerosis. Expert Opin Drug Metab Toxicol. 2016;12(3):324-344. doi:10.1517/17425255.2016.1136288 3. Grimsey P, Frey N, Bendig G, et al. Population pharmacokinetics of exogenous biotin and the relationship between biotin serum levels and in vitro immunoassay interference. J Pharmacokinet Pharmacodyn. 2017 Sept;2(4):247-256. doi:10.4155/ipk-2017-0013 4. Thompson IM, Valicenti RK, Albertsen P, et al. Adjuvant and salvage radiotherapy after prostatectomy: AUA/ASTRO guideline. J Urol. 2013;190(2):441-449. doi:10.1016/j.juro.2013.05.032 5. Mir MC, Li J, Klink JC, Kattan Mw, Klein EA, Stephenson A. Optimal definition of biochemical recurrence after radical prostatectomy depends on pathologic risk factors: Identifying candidates for early salvage therapy. Eur Urol. 2014;66(2):204-210. doi:10.1016/j.eururo.2013.08.022 | The Roche Elecsys total PSA (prostate-specific antigen) assay is a sandwich electrochemiluminescence immunoassay that employs a biotinylated monoclonal PSA-specific antibody and a monoclonal PSA-specific antibody labeled with ruthenium complex. PSA in the specimen reacts with both the biotinylated monoclonal PSA-specific antibody (mouse) and the monoclonal PSA-specific antibody (mouse) labeled with a ruthenium, forming a sandwich complex. Streptavidin-coated microparticles are added and the mixture is aspirated into the measuring cell where the microparticles are magnetically captured onto the surface of the electrode. Unbound substances are then removed with ProCell. Application of voltage to the electrode induces the chemiluminescent emission, which is then measured against a calibration curve to determine the amount of PSA in the patient specimen. This method has been standardized against the Reference Standard/WHO 96/670.(Package insert: Elecsys total PSA. Roche Diagnostics; V 2.0, 06/2023) | 1 to 3 days | 14 days | This test has been cleared, approved, or is exempt by the US Food and Drug Administration and is used per manufacturer's instructions. Performance characteristics were verified by Mayo Clinic in a manner consistent with CLIA requirements. | 84153 | PSA, Ultrasensitive, S | 35741-8 | PSAU | PSA, Ultrasensitive, S | 35741-8
PSAFT | Prostate-Specific Antigen (PSA), Total and Free, Serum | As an aid in distinguishing prostate cancer from benign prostatic conditions in men aged 50 years and older with total PSA between 4.0 and 10.0 ng/mL with digital rectal examination findings that are not suspicious for cancer | Electrochemiluminescent Immunoassay (ECLIA) | Yes | PSA Total and Free, S | Total prostate-specific antigen (PSA) and free PSA are performed and reported on every specimen. | Supplies:Sarstedt Aliquot Tube 5 mL (T914) Collection Container/Tube: Preferred:Serum gel Acceptable:Red top Submission Container/Tube:Plastic vial Specimen Volume:1 mL Collection Instructions:Centrifuge and aliquot serum into a plastic vial within 3 hours of collection. | 0.75 mL | Prostate-specific antigen (PSA) is a glycoprotein produced by the prostate gland, the lining of the urethra, and the bulbourethral gland. Normally, very little PSA is secreted in the blood. Increases in glandular size and tissue damage caused by benign prostatic hypertrophy, prostatitis, or prostate cancer may increase circulating PSA levels. PSA exists in serum in multiple forms: complexed to alpha-1-anti-chymotrypsin (PSA-ACT complex), unbound (free PSA), and enveloped by alpha-2-macroglobulin (not detected by immunoassays). Higher total PSA levels and lower percentages of free PSA are associated with higher risks of prostate cancer. Most prostate cancers are slow growing, so the utility of prostate cancer screening is marginal in most men with a life expectancy of less than 10 years. | Age (years),PSA upper limit (ng/mL), <40,< or =2.0, 40-49,< or =2.5, 50-59,< or =3.5, 60-69,< or =4.5, 70-79,< or =6.5, > or =80,< or =7.2, Probability of cancer, Free PSA/total PSA ratio,50-59 years,60-69 years,> or =70 years, < or =0.10,49%,58%,65%, 0.11-0.18,27%,34%,41%, 0.19-0.25,18%,24%,30%, >0.25,9%,12%,16%, | When total prostate-specific antigen (PSA) concentration is below 2.0 ng/mL, the probability of prostate cancer in asymptomatic men is low, further testing and free PSA may provide little additional information. When total PSA concentration is above 10.0 ng/mL, the probability of cancer is high and prostate biopsy is generally recommended. The total PSA range of 4.0 to 10.0 ng/mL has been described as a diagnostic "gray zone," in which the free PSA:total PSA ratio helps to determine the relative risk of prostate cancer (see table). Therefore, some urologists recommend using the free PSA:total ratio to help select which men should undergo biopsy. However, even a negative result of prostate biopsy does not rule-out prostate cancer. Up to 20% of men with negative biopsy results have subsequently been found to have cancer. Based on free PSA:total PSA ratio: the percent probability of finding prostate cancer on a needle biopsy by age in years: Free PSA:total PSA ratio 50-59 years 60-69 years 70 years and older < or =0.10 49% 58% 65% 0.11-0.18 27% 34% 41% 0.19-0.25 18% 24% 30% >0.25 9% 12% 16% | Normal results do not eliminate the possibility of prostate cancer. Values obtained with different assay methods or kits may be different and cannot be used interchangeably. Tumor markers are not specific for malignancy. Test results cannot be interpreted as absolute evidence for the presence or absence of malignant disease. Specimens collected from patients undergoing prostate manipulation, especially needle biopsy and transurethral resection, may show erroneously high prostate-specific antigen (PSA) results. Care should be taken that specimens are obtained before these procedures are performed. Prostate cancer patients receiving treatment with antiandrogens and luteinizing hormone-releasing factor agonists may exhibit markedly decreased levels of PSA. Also, men treated for benign prostatic hyperplasia with inhibitors of 5-alpha-reductase (finasteride) may demonstrate a significant reduction in PSA levels compared to values before treatment. Care should be taken in interpreting values for these individuals. Serum biotin concentrations up to 1200 ng/mL do not interfere with this assay. Concentrations up to 1200 ng/mL may be present in specimens collected from patients taking extremely high doses of biotin up to 300 mg per day.(1) In a study among 54 healthy volunteers, supplementation with 20 mg/day biotin resulted in a maximum serum biotin concentration of 355 ng/mL 1 hour post-dose.(2) In rare cases, some individuals can develop antibodies to mouse or other animal antibodies (often referred to as human anti-mouse antibodies [HAMA] or heterophile antibodies), which may cause interference in some immunoassays. The presence of antibodies to streptavidin or ruthenium can also rarely occur and may interfere in this assay. Caution should be used in interpretation of results, and the laboratory should be alerted if the result does not correlate with the clinical presentation. | 1.Saint Paul LP, Debruyne D, Bernard D, Mock DM, Defer GL. Pharmacokinetics and pharmacodynamics of MD1003 (high-dose biotin) in the treatment of progressive multiple sclerosis. Expert Opin Drug Metab Toxicol. 2016;12(3):327-344. doi:10.1517/17425255.2016.1136288 2. Grimsey P, Frey N, Bendig G, et al. Population pharmacokinetics of exogenous biotin and the relationship between biotin serum levels and in vitro immunoassay interference. Int J Pharmacokinet. 2017 Sept;2(4):247-256. doi:10.4155/ipk-2017-00131. 3. CatalonaWJ, Smith DS, Wolfert RL, et al.Evaluation of percentage of free serum prostate-specific antigen to improve specificity of prostate cancer screening.JAMA. Oct:274(15);214-1220 4. Oesterling JE, Jacobsen SJ, Klee GG, et al. Free, complexed and total serum prostate specific antigen: the establishment of appropriate reference ranges for their concentrations and ratios. J Urol. 1995 Sep;154(3):1090-1095. doi:10.1016/s0022-5347(01)66984-2 5.Duffy MJ. Biomarkers for prostate cancer: prostate-specific antigen and beyond. Clin Chem Lab Med. 2020 Feb 25;58(3):326-339. doi: 10.1515/cclm-2019-0693 6.CatalonaWJ: Prostate cancer screening. Med Clin North Am. 2018 Mar;102(2):199-214. doi:10.1016/j.mcna.2017.11.001 7.Catalona WJ, Smith DS, Wolfert RL, et al. Evaluation of percentage of free serum prostate-specific antigen to improve specificity of prostate cancer screening. JAMA. 1995:274(15);214-1220 8. Ilic D, Djulbegovic M, Jung JH, et al. Prostate cancer screening with prostate-specific antigen (PSA) test: a systematic review and meta-analysis. BMJ. 2018;362:k3519. doi:10.1136/bmj.k3519 | Total prostate-specific antigen: The Roche Elecsys total prostate-specific antigen (PSA) assay is a sandwich electrochemiluminescent immunoassay that employs a biotinylated monoclonal PSA-specific antibody and a monoclonal PSA-specific antibody labeled with ruthenium complex. PSA in the specimen reacts with both the biotinylated monoclonal PSA-specific antibody (mouse) and the monoclonal PSA-specific antibody (mouse) labeled with a ruthenium, forming a sandwich complex. Streptavidin-coated microparticles are added, and the mixture aspirated into the measuring cell where the microparticles are magnetically captured onto the surface of the electrode. Unbound substances are then removed with ProCell. Application of voltage to the electrode induces the chemiluminescent emission, which is then measured against a calibration curve to determine the amount of PSA in the patient specimen. This method has been standardized against the Reference Standard/WHO 96/670.(Package insert: Elecsys total PSA., Roche Diagnostics; V 2.0, 06/2023) Free PSA: The Roche Elecsys free PSA assay is a sandwich electrochemiluminescent immunoassay that employs a biotinylated monoclonal PSA-specific antibody and a monoclonal PSA-specific antibody labeled with ruthenium complex. Free PSA in the specimen reacts with both the biotinylated monoclonal PSA-specific antibody (mouse) and the monoclonal PSA-specific antibody (mouse) labeled with a ruthenium, forming a sandwich complex. Streptavidin-coated microparticles are added, and the mixture aspirated into the measuring cell where the microparticles are magnetically captured onto the surface of the electrode. Unbound substances are then removed with ProCell. Application of voltage to the electrode induces the chemiluminescent emission, which is then measured against a calibration curve to determine the amount of free PSA in the patient specimen. This method has been standardized against the Reference Standard/WHO 96/668.(Package insert: Elecsys Free PSA reagent, Roche Diagnostics; V 2.0, 06/2023) Free PSA:Total PSA Ratio: The free PSA concentration is divided by the total PSA to derive the free:total ratio. The PSA, total and free test provides a free PSA measurement on every specimen, however, because very high or low total PSA measurements are predictive in themselves, a ratio is provided only when the total PSA is in the range of 4.0 to 10.0 ng/mL. | 1 to 3 days | 14 days | This test has been cleared, approved, or is exempt by the US Food and Drug Administration and is used per manufacturer's instructions. Performance characteristics were verified by Mayo Clinic in a manner consistent with CLIA requirements. | 8415384154 | PSA Total and Free, S | 53764-7 | PSA_R | Free PSA/PSA Ratio | 12841-3
PACPI | Prostatic Acid Phosphatase (PACP) Immunostain, Technical Component Only | Identification of normal prostatic epithelium and prostatic adenocarcinoma | Immunohistochemistry (IHC) | Yes | PACP IHC, Tech Only | For the initial technical component only immunohistochemical (IHC) stain performed, the appropriate bill-only test ID will be reflexed and charged (IHTOI). For each additional technical component only IHC stain performed, an additional bill-only test ID will be reflexed and charged (IHTOA). | Supplies:Immunostain Technical Only Envelope (T693) Specimen Type:Tissue Container/Tube:Immunostains Technical Only Envelope Preferred:2 Unstained positively charged glass slide (25- x 75- x 1-mm) per test ordered; sections 4-microns thick. Acceptable:Formalin-fixed, paraffin-embedded tissue block |  | Prostatic acid phosphatase (PACP) is a cytoplasmic enzyme produced in normal prostatic epithelium and prostatic adenocarcinoma. PACP is a useful adjunct to the immunostain for prostate-specific antigen; if 1 of these 2 markers is immunoreactive, a tumor of prostatic origin is likely. Bladder epithelium and certain neuroendocrine tumors such as rectal carcinoid may be weakly immunoreactive. |  | This test does not include pathologist interpretation, only technical performance of the stain. If interpretation is required, order PATHC / Pathology Consultation for a full diagnostic evaluation or second opinion of the case. The positive and negative controls are verified as showing appropriate immunoreactivity. If a control tissue is not included on the slide, a scanned image of the relevant quality control tissue is available upon request; call 855-516-8404. Interpretation of this test should be performed in the context of the patient's clinical history and other diagnostic tests by a qualified pathologist. | Age of a cut paraffin section can affect immunoreactivity. Stability thresholds vary widely among published literature and are antigen dependent. Best practice is for paraffin sections to be cut within 6 weeks. | 1.Hameed O, Humphrey PA. Immunohistochemistry in diagnostic surgical pathology of the prostate. Semin Diagn Pathol. 2005;22(1):88-104 2. Hammerich KH, Ayala GE, Wheeler TM. Application of immunohistochemistry to the genitourinary system (prostate, urinary bladder, testis, and kidney). Arch Pathol Lab Med. 2008;132:432-440 3. Varma M, Berney DM, Rhodes A. Technical variations in prostatic immunohistochemistry: Need for standardisation and stringent quality assurance in PSA and PSAP immunostaining. J Clin Pathol. 2004;57:687-690 4.Magaki S, Hojat SA, Wei B, So A, Yong WH. An introduction to the performance of immunohistochemistry. Methods Mol Biol. 2019;1897:289-298. doi:10.1007/978-1-4939-8935-5_25 | Immunohistochemistry on sections of paraffin-embedded tissue.(Unpublished Mayo method) | 1 to 3 days | Until staining is complete. | This test has been cleared, approved, or is exempt by the US Food and Drug Administration and is used per manufacturer's instructions. Performance characteristics were verified by Mayo Clinic in a manner consistent with CLIA requirements. | 88342-TC, primary88341-TC, if additional IHC | PACP IHC, Tech Only | Order only;no result | 70843 | PACP IHC, Tech Only | Bill only; no result
PACP | Prostatic Acid Phosphatase, Serum | Aiding in predicting recurrence after radical prostatectomy for clinically localized prostate cancer Following response to androgen ablation therapy, when used in conjunction with prostate-specific antigen | Automated Chemiluminescent Immunometric Assay | Yes | Prostatic Acid Phosphatase, S | Serum | Patient Preparation: For 12 hours before specimen collection, do nottake multivitamins or dietary supplements containing biotin (vitamin B7), which is commonly found in hair, skin, and nail supplements and multivitamins. Collection Container/Tube: Preferred:Red top Acceptable:Serum gel Submission Container/Tube:Plastic vial Specimen Volume:1 mL Collection Instructions:Centrifuge and aliquot serum into a plastic vial. | 0.4 mL | Prostatic acid phosphatase (PAP), a glycoprotein synthesized by the prostate gland, is a member of a diverse group of isoenzymes that are capable of hydrolyzing phosphate esters in acidic medium. They are classified based on their electrophoretic mobilities. PAP was a major tumor marker for prostate cancer for more than 50 years.(1)However, PAP is no longer used to screen for or stage prostate cancer. In most instances, serum prostate specific antigen (PSA) is used instead. PAP usefulness is now limited to niche applications. Pre-treatment PAP measurement may add unique, clinically useful prognostic information for predicting recurrence in men who are undergoing radical prostatectomy for clinically localized prostate cancer. PAP also may be useful for following the progression of disease response to therapy in men treated by androgen ablation. However, for both applications, PSA provides more information and also should be utilized. | < or =2.1 ng/mL | Prostatic acid phosphatase (PAP) levels above the reference range may indicate prostate cancer but can be due to many other factors, see Cautions. A rise in PAP levels in patients with known prostate cancer can indicate tumor progression or recurrence. However, there is considerable intra-subject biological variability, limiting the usefulness of this test. | Prostatic acid phosphatase (PAP) measurement must not be regarded as an absolute test for malignancy since other factors, including benign prostatic hyperplasia, prostatic infarction, and manipulation of the prostate gland may result in elevated serum PAP concentrations. PAP measurements provide little additional information beyond that provided by prostate-specific antigen measurements. Human anti-mouse antibodies (HAMA) may be present in specimens from patients who have received immunotherapy utilizing monoclonal antibodies. Other heterophile antibodies also may be present in patient specimens. This assay has been specifically formulated to minimize the effects of these antibodies on the assay. However, carefully evaluate results from patients known to have such antibodies. | 1. Moul JW, Connelly RR, Perahia B, McLeod DG. The contemporary value of pretreatment prostatic acid phosphatase to predict pathological stage and recurrence in radical prostatectomy cases. J Urol. 1998;159:935-940 2. Beaver TR, Schultz AL, Fink LM, et al. Discordance between concentration of prostate-specific antigen and acid phosphatase in serum of patients with adenocarcinoma of the prostate. Clin Chem. 1988;34:1524 3. Velonas VM, Woo HH, dos Remedios CG, Assinder SJ. Current status of biomarkers for prostate cancer. Int J Mol Sci. 2013;14(6):11034-60. doi:10.3390/ijms140611034 4.Kong HY, Byun J. Emerging roles of human prostatic acid phosphatase. Biomol Ther (Seoul). 2013;21(1):10-20. doi: 10.4062/biomolther.2012.095 | The patient sample is added to a solid phase that is coated with a mouse monoclonal antibody specific for prostatic acid phosphatase (PAP). A goat-anti-PAP-alkaline phosphatase conjugate is added to form an antibodysandwich complex. Excess conjugate is removed by washing, and an adamantyl dioxetane phosphate substrate is added to produce chemiluminescence. Light emission is proportional to PAP concentration in the specimen.(Package insert: IMMULITE 2000 PAP.PIL2KPA-17. Siemens Healthcare; 03/15/2018) | 1 to 3 days | 2 weeks | This test has been cleared, approved, or is exempt by the US Food and Drug Administration and is used per manufacturer's instructions. Performance characteristics were verified by Mayo Clinic in a manner consistent with CLIA requirements. | 84066 | Prostatic Acid Phosphatase, S | 20420-6 | PACP | Prostatic Acid Phosphatase, S | 20420-6
CFX | Protein C Activity, Plasma | As an initial test for evaluating patients suspected of having congenital protein C deficiency, including those with personal or family histories of thrombotic events Detecting and confirming congenital type I and type II protein C deficiencies Detecting and confirming congenital homozygous protein C deficiency Identifying decreased functional protein C of acquired origin (eg, due to oral anticoagulant effect, vitamin K deficiency, liver disease, intravascular coagulation and fibrinolysis/disseminated intravascular coagulation) | Chromogenic | Yes | Protein C Activity, P | Plasma Na Cit | Specimen Type:Platelet-poor plasma Patient Preparation:Fasting Collection Container/Tube:Light-blue top (3.2% sodium citrate) Submission Container/Tube:Plastic vial Specimen Volume:1 mL Collection Instructions: 1. For complete instructions, seeCoagulation Guidelines for Specimen Handling and Processing. 2. Centrifuge, transfer all plasma into a plastic vial, and centrifuge plasma again. 3. Aliquot plasma into a plastic vial leaving 0.25 mL in the bottom of centrifuged vial. 4. Freeze plasma immediately (no longer than 4 hours after collection) at -20 degrees C or, ideally, at -40 degrees C or below. Additional Information: 1. Double-centrifuged specimen is critical for accurate results as platelet contamination may cause spurious results. 2. Each coagulation assay requested should have its own vial. | 0.5 mL | Physiology: Protein C is a vitamin K-dependent anticoagulant proenzyme. It is synthesized in the liver and circulates in the plasma. The biological half-life of plasma protein C is approximately 6 to 10 hours, similar to the relatively short half-life of coagulation factor VII. Protein C is activated by thrombin, in the presence of an endothelial cell cofactor (thrombomodulin), to form the active enzyme activated protein C (APC). APC functions as an anticoagulant by proteolytically inactivating the activated forms of coagulation factors V and VIII (factors Va and VIIIa). APC also enhances fibrinolysis by inactivating plasminogen activator inhibitor. Expression of the anticoagulant activity of APC is enhanced by a cofactor, protein S, another vitamin K-dependent plasma protein. Pathophysiology: Congenital homozygous protein C deficiency results in a severe thrombotic diathesis, evident in the neonatal period and resembling purpura fulminans. Congenital heterozygous protein C deficiency may predispose to thrombotic events, primarily venous thromboembolism; arterial thrombosis (stroke, myocardial infarction, etc.) may occur. Some individuals with hereditary heterozygous protein C deficiency may have no personal or family history of thrombosis and may or may not be at increased risk. Congenital heterozygous protein C may predispose to development of coumarin-associated skin necrosis. Skin necrosis has occurred during the initiation of oral anticoagulant therapy. Two types of hereditary heterozygous protein C deficiency are recognized: -Type I (concordantly decreased protein C function and antigen) -Type II (decreased protein C function with normal antigen level) Acquired deficiencies of protein C may occur in association with: -Vitamin K deficiency -Oral anticoagulation with coumarin compounds -Liver disease -Intravascular coagulation and fibrinolysis/disseminated intravascular coagulation (ICF/DIC) The clinical hemostatic significance of acquired protein C deficiency is uncertain. Assay of protein C functional activity is recommended for the initial laboratory evaluation of patients suspected of having congenital protein C deficiency (personal or family history of thrombotic diathesis), rather than assay of protein C antigen. | 70-150% | Values below 60% to 70% may represent a congenital deficiency state, if acquired deficiencies can be excluded. Protein C activity (and antigen) is generally undetectable in individuals with severe, homozygous protein C deficiency. Oral anticoagulant therapy (warfarin, Coumadin) decreases protein C activity, compromising the ability to distinguish between congenital and acquired protein C deficiency. Concomitant measurement of the activity of coagulation factor VII (or factor X) may aid in differentiating congenital deficiency state from acquired protein C deficiency due to oral anticoagulant effect, but the ratio of the activities of protein C:factor VII (or factor X) has not been demonstrated to provide certainty aboutthis distinction. The clinical significance of acquired protein C deficiency and of increased protein C is unknown. | Protein C activity result may be affected by: -Heparin (unfractionated) > or =2 U/mL -Heparin (low molecular weight) >2 U/mL -Hemoglobin >500 mg/dL -Bilirubin >21 mg/dL -Triglycerides >890 mg/dL Lipemia may interfere with functional protein C assay. Blood specimens for protein C functional assay should be drawn in the fasting state, if possible. Protein C functional assay using a venom activator and a chromogenic peptide substrate has the potential of not detecting certain congenital protein C variants that might be detectable using clot-based assay of protein C function. | 1. Mannucci PM, Owen WG: Basic and clinical aspects of proteins C and S. In: Bloom AL, Thomas DP, eds. Haemostasis and Thrombosis. 2nd ed. Churchill Livingstone; 1987:452-464 2. Marlar RA, Mastovich S. Hereditary protein C deficiency: a review of the genetics, clinical presentation, diagnosis and treatment. Blood Coagul Fibrinolysis. 1990;1(3):319-330 3. Marlar RA, Montgomery RR, Broekmans AW. Diagnosis and treatment of homozygous protein C deficiency. Report of the Working Party on Homozygous Protein C Deficiency of the Subcommittee on Protein C and Protein S, International Committee on Thrombosis and Haemostasis. J Pediatr. 1989;114(4 Pt 1):528-534 4. Miletich J, Sherman L, Broze G Jr. Absence of thrombosis in subjects with heterozygous protein C deficiency. N Engl J Med. 1987;317(16):991-996 5. Pabinger I, Allaart CF, Hermans J, Briet E, Bertina RM. Hereditary protein C-deficiency: laboratory values in transmitters and guidelines for the diagnostic procedure. Report on a study of the SSC Subcommittee on Protein C and Protein S. Protein C Transmitter Study Group. Thromb Haemost. 1992;68(4):470-474 6. Cooper PC, Pavlova A, Moore GA, Hickey KP, Marlar RA. Recommendations for clinical laboratory testing for protein C deficiency, for the subcommittee on plasma coagulation inhibitors of the ISTH. J Thromb Haemost. 2020;18(2):271-277 7. Baron JM, Johnson SM, Ledford-Kraemer MR, Hayward CP, Meijer P, Van Cott EM. Protein C assay performance: an analysis of North American specialized coagulation laboratory association proficiency testing results. Am J Clin Pathol. 2012;137(6):909-15. doi:10.1309/AJCP8MWU4QSTCLPU 8. Roshan TM, Stein N, Jiang XY. Comparison of clot-based and chromogenic assay for the determination of protein c activity. Blood Coagul Fibrinolysis. 2019;30(4):156-160. doi:10.1097/MBC.0000000000000806 | This Protein C activity assay is performed using the HemosIL Protein C kit on the Instrumentation Laboratory ACL TOP. Protein C in plasma is activated by a specific enzyme (protein C activator) from copperhead snake venom (Agkistrodon contortrix contortrix). The amount of activated protein C is determined by the rate of hydrolysis of the chromogenic substrate, S-2366 (pyroGlu Pro-Arg-pNA-HCL). The pNA release is measured kinetically at 405 nm and is directly proportional to the protein C level in the plasma.(Package insert: HemosIL Protein C. Instrumentation Laboratory; 03/2016) | 1 to 3 days | 7 days | This test has been modified from the manufacturer's instructions. Its performance characteristics were determined by Mayo Clinic in a manner consistent with CLIA requirements. This test has not been cleared or approved by the US Food and Drug Administration. | 85303 | Protein C Activity, P | 27818-4 | CFX | Protein C Activity, P | 27818-4
PCAG | Protein C Antigen, Plasma | Differentiating congenital type I protein C deficiency from type II deficiency Evaluating the significance of decreased functional protein C, especially when decreased protein C activity might be congenital rather than acquired (eg, due to oral anticoagulant effect, vitamin K deficiency, liver disease, or intravascular coagulation and fibrinolysis/disseminated intravascular coagulation) This test isnot usefulfor predicting a thrombotic event. | Enzyme-Linked Immunosorbent Assay (ELISA) | Yes | Protein C Ag, P | Plasma Na Cit | Specimen Type:Platelet-poor plasma Patient Preparation:Fasting preferred Collection Container/Tube:Light-blue top (3.2% sodium citrate) Submission Container/Tube:Plastic vial (polypropylene preferred) Specimen Volume:1 mL Specimen Stability Information:Frozen 2 years Collection Instructions: 1. For complete instructions, seeCoagulation Guidelines for Specimen Handling and Processing. 2. Centrifuge, transfer all plasma into a plastic vial, and centrifuge plasma again. 3. Aliquot plasma into a plastic vial leaving 0.25 mL in the bottom of centrifuged vial. 4. Freeze plasma immediately (no longer than 4 hours after collection) at -20 degrees C or ideally, at or below -40 degrees C. Additional Information: 1. Double-centrifuged specimen is critical for accurate results as platelet contamination may cause spurious results. 2. Each coagulation assay requested should have its own vial. | 0.5 mL | Protein C is a vitamin K-dependent anticoagulant proenzyme. It is synthesized in the liver and circulates in the plasma. The biological half-life of plasma protein C is approximately 6 to 10 hours, similar to the relatively short half-life of coagulation factor VII. Protein C is activated by thrombin, in the presence of an endothelial cell cofactor (thrombomodulin), to form the active enzyme, activated protein C (APC). APC functions as an anticoagulant by proteolytically inactivating the activated forms of coagulation factors V and VIII (factors Va and VIIIa). APC also enhances fibrinolysis by inactivating plasminogen activator inhibitor type 1 (PAI-1). Expression of the anticoagulant activity of APC is enhanced by a cofactor, protein S, another vitamin K-dependent plasma protein. Congenital homozygous protein C deficiency results in a severe thrombotic diathesis, evident in the neonatal period and resembling purpura fulminans. Congenital heterozygous protein C deficiency may predispose the patient to thrombotic events, primarily venous thromboembolism. Arterial thrombosis (stroke, myocardial infarction, etc) may occur. Some individuals with hereditary heterozygous protein C deficiency may have no personal or family history of thrombosis and may or may not be at increased risk. The 2 types of hereditary heterozygous protein C deficiencies that are recognized are: -Type I (concordantly decreased protein C function and antigen) -Type II (decreased protein C function with normal antigen) Acquired deficiency of protein C may occur in association with: -Vitamin K deficiency -Oral anticoagulation with Coumadin (warfarin) compounds -Liver disease -Intravascular coagulation and fibrinolysis/disseminated intravascular coagulation | Adults: 72%-160% Normal, full-term newborn infants or healthy premature infants may have decreased levels of protein C antigen (15%-50%), which may not reach adult levels until later in childhood or early adolescence.* *See Pediatric Hemostasis References section inCoagulation Guidelines for Specimen Handling and Processing. | Values less than 70% to 75% may represent a congenital deficiency state, if acquired deficiencies can be excluded. Protein C antigen and activities generally are undetectable in individuals with severe, homozygous protein C deficiency. Acquired protein C deficiency is of uncertain clinical hemostatic significance. The clinical significance of increased protein C is unknown. | No significant cautionary statements | 1. Mannucci PM, Owen WG. Basic and clinical aspects of proteins C and S. In: Bloom AL, Thomas DP, eds. Haemostasis and Thrombosis. 2nd ed. Edinburgh, Churchill Livingstone; 1987:452-464 2. Marlar RA, Mastovich S. Hereditary protein C deficiency: a review of the genetics, clinical presentation, diagnosis and treatment. Blood Coagul Fibrinolysis. 1990;1(3):319-330 3. Marlar RA, Montgomery RR, Broekmans AW. Diagnosis and treatment of homozygous protein C deficiency. Report of the Working Party on Homozygous Protein C Deficiency of the Subcommittee on Protein C and Protein S, International Committee on Thrombosis and Haemeostasis. J Pediatr. 1989;114(4 Pt 1):528-534 4. Miletrich J, Sherman L, Broze G Jr. Absence of thrombosis in subjects with heterozygous protein C deficiency. N Engl J Med. 1987;317(16):991-996 5. Cooper PC, Pavlova A, Moore GW, Hickey KP, Marlar RA. Recommendations for clinical laboratory testing for protein C deficiency, for the subcommittee on plasma coagulation inhibitors of the ISTH. J Thromb Haemost. 2020;18(2):271-277 | Protein C antigen is quantitated by enzyme-linked immunoassay using monospecific antibody. The assay is performed using the REAADS PCAg kit on a Janus G3 integrated system, which includes a BioTek microplate reader.(Package insert: REAADS Protein C Antigen Test Kit. Corgenix, Inc; 08/2015) | 3 to 7 days | 7 days | This test has been modified from the manufacturer's instructions. Its performance characteristics were determined by Mayo Clinic in a manner consistent with CLIA requirements. This test has not been cleared or approved by the US Food and Drug Administration. | 85302 | Protein C Ag, P | 27820-0 | 9127 | Protein C Ag, P | 27820-0
GNPRC | Protein C Deficiency, PROC Gene, Next-Generation Sequencing, Varies | Evaluating protein C deficiency in patients with a personal or family history suggestive of this hereditary thrombophilia Confirming a diagnosis of autosomal dominant protein C deficiency with the identification of a known or suspected disease-causing alteration in thePROCgene Confirming a diagnosis of autosomal recessive severe protein C deficiency with the identification of homozygous or compound heterozygous disease-causing alteration(s) in thePROCgene Determining the disease-causing alteration(s) within thePROCgene to delineate the underlying molecular defect in a patient with a laboratory diagnosis of protein C deficiency Prognosis and risk assessment based on the genotype-phenotype correlations Ascertaining the variant status of family members related to an individual with a confirmedPROCvariant for the purposes of informing clinical management and genetic counseling Carrier testing for close family members of an individual with a diagnosis of autosomal recessive severe protein C deficiency This test isnot intended forprenatal diagnosis. | Sequence Capture and Targeted Next-Generation Sequencing (NGS) followed by Polymerase Chain Reaction (PCR) and Sanger Sequencing | Yes | PROC Gene, Full Gene NGS | The clinical workup for protein C deficiency should begin with special coagulation testing for protein C activity. | Specimen Type:Whole blood Patient Preparation:A previous bone marrow transplant from an allogenic donor will interfere with testing. Call 800-533-1710 for instructions for testing patients who have received a bone marrow transplant. Container/Tube: Preferred:Lavender top (EDTA) Acceptable:Yellow top (ACD) Specimen Volume:3 mL Collection Instructions: 1. Invert several times to mix blood. 2. Send whole blood specimen in original tube.Do not aliquot. Specimen Stability Information:Ambient (preferred) 4 days/Refrigerated | 1 mL | Hereditary protein C deficiency is a rare inherited blood clotting disorder (thrombophilia) associated with germline variants in thePROCgene. Protein C is an important component of the body’s natural anticoagulant system. A deficiency results in an unchecked clotting cascade and an increased risk of thromboembolism.(1) Individuals who are heterozygous for a disease-causing variant inPROChavemild protein C deficiency,which is inherited in an autosomal dominant manner. Mild protein C deficiency is characterized by an increased risk for venous thromboembolism and warfarin-induced skin necrosis. The coinheritance of additional thrombotic risk factors (eg, factor V Leiden) can compound the clotting risk. The estimated prevalence of mild protein C deficiency is between 1 in 200 to 1 in 500.(1-3) Homozygosity or compound heterozygosity for disease-causing variants inPROCis associated with severe protein C deficiency, which is extremely rare (estimated prevalence of 1 in 500,000 to 1 in 750,000) and is inherited in an autosomal recessive manner. This disorder typically presents with purpura fulminans and disseminated intravascular coagulation within 72 hours of birth but, occasionally, in later infancy. Infants with severe deficiency typically have protein C levels that are virtually undetectable.(1,2,4) Several causes of acquired (nongenetic) protein C deficiency should be excluded prior to genetic testing, includingvitamin K deficiency, oral anticoagulation with coumarin compounds, liver disease, and intravascular coagulation and fibrinolysis/disseminated intravascular coagulation.(2,5) The British Society for Haematology provides guidelines regarding diagnosis, management, and laboratory testing for individuals with hereditary thrombophilias, including protein C deficiency.(6) | An interpretive report will be provided. | All detected variants are evaluated according to American College of Medical Genetics and Genomics recommendations.(7) Variants are classified based on known, predicted, or possible pathogenicity and reported with interpretive comments detailing their potential or known significance. | Clinical Correlations: Test results should be interpreted in the context of clinical findings, family history, and other laboratory data. Misinterpretation of results may occur if the information provided is inaccurate or incomplete. If testing was performed because of a clinically significant family history, it is often useful to first test an affected family member. Detection of a reportable variant in an affected family member would allow for more informative testing of at-risk individuals. To discuss the availability of additional testing options or for assistance in the interpretation of these results, contact the Mayo Clinic Laboratories genetic counselors at 800-533-1710. Technical Limitations: Next-generation sequencing may not detect all types of genomic variants. In rare cases, false-negative or false-positive results may occur. The depth of coverage may be variable for some target regions; assay performance below the minimum acceptable criteria or for failed regions will be noted. Given these limitations, negative results do not rule out the diagnosis of a genetic disorder. If a specific clinical disorder is suspected, evaluation by alternative methods can be considered. There may be regions of genes that cannot be effectively evaluated by sequencing or deletion and duplication analysis as a result of technical limitations of the assay, including regions of homology, high guanine-cytosine (GC) content, and repetitive sequences. Confirmation of select reportable variants will be performed by alternate methodologies based on internal laboratory criteria. This test is validated to detect 95% of deletions up to 75 base pairs (bp) and insertions up to 47 bp. Deletions-insertions (delins) of 40 or more bp, including mobile element insertions, may be less reliably detected than smaller delins. Deletion/Duplication Analysis: This analysis targets single and multi-exon deletions/duplications; however, in some instances, single exon resolution cannot be achieved due to isolated reduction in sequence coverage or inherent genomic complexity. Balanced structural rearrangements (such as translocations and inversions) may not be detected. This test is not designed to detect low levels of mosaicism or to differentiate between somatic and germline variants. If there is a possibility that any detected variant is somatic, additional testing may be necessary to clarify the significance of results. For detailed information regarding gene specific performance and technical limitations, see Method Description or contact a laboratory genetic counselor. If the patient has had an allogeneic hematopoietic stem cell transplant or a recent blood transfusion, results may be inaccurate due to the presence of donor DNA. Call Mayo Clinic Laboratories for instructions for testing patients who have received a bone marrow transplant. Reclassification of Variants: Currently, it is not standard practice for the laboratory to systematically review previously classified variants on a regular basis. The laboratory encourages healthcare providers to contact the laboratory at any time to learn how the classification of a particular variant may have changed over time. Due to broadening genetic knowledge, it is possible that the laboratory may discover new information of relevance to the patient. Should that occur, the laboratory may issue an amended report. Variant Evaluation: Evaluation and categorization of variants is performed using published American College of Medical Genetics and Genomics and the Association for Molecular Pathology recommendations as a guideline.(7) Other gene-specific guidelines may also be considered. Variants are classified based on known, predicted, or possible pathogenicity and reported with interpretive comments detailing their potential or known significance. Variants classified as benign or likely benign are not reported. Multiple in silico evaluation tools may be used to assist in the interpretation of these results. The accuracy of predictions made by in silico evaluation tools is highly dependent upon the data available for a given gene, and periodic updates to these tools may cause predictions to change over time. Results from in silico evaluation tools should be interpreted with caution and professional clinical judgment. Rarely, incidental or secondary findings may implicate another predisposition or presence of active disease. These findings will be carefully reviewed to determine whether they will be reported. | 1. Cooper PC, Hill M, Maclean RM: The phenotypic and genetic assessment of protein C deficiency. Int J Lab Hematol. 2012 Aug;34(4):336-346 2. Dinarvand P, Moser KA: Protein C Deficiency. Arch Pathol Lab Med. 2019 Oct;143(10):1281-1285 3. Mustafa S, Mannhalter C, Rintelen C: Clinical features of thrombophilia in families with gene defects in protein C or protein S combined with factor V Leiden. Blood Coagul Fibrinolysis. 1998 Jan;9(1):85-89 4. Minford A, Brandao LR, Othman M: Diagnosis and management of severe congenital protein C deficiency (SCPCD): Communication from the SSC of the ISTH. J Thromb Haemost. 2022 Jul;20(7):1735-1743 5. Varga EA, Kujovich JL: Management of inherited thrombophilia: guide for genetics professionals. Clin Genet. 2012 Jan;81(1):7-17 6. Arachchillage DJ, Mackillop L, Chandratheva A: Thrombophilia testing: A British Society for Haematology guideline. Br J Haematol. 2022 Aug;198(3):443-458 7. Richards S, Aziz N, Bale S, et al; ACMG Laboratory Quality Assurance Committee: Standards and guidelines for the interpretation of sequence variants: a joint consensus recommendation of the American College of Medical Genetics and Genomics and the Association for Molecular Pathology. Genet Med. 2015 May;17(5):405-424 | Next-generation sequencing (NGS) and/or Sanger sequencing are performed to test for the presence of variants in coding regions and intron/exon boundaries of thePROCgene, as well as some other regions that have known disease-causing variants. The human genome reference GRCh37/hg19 build was used for sequence read alignment. At least 99% of the bases are covered at a read depth over 30X. Sensitivity is estimated at above 99% for single nucleotide variants, above 94% for deletions-insertions (delins) less than 40 base pairs (bp), above 95% for deletions up to 75 bp and insertions up to 47 bp. NGS and/or a polymerase chain reaction-based quantitative method is performed to test for the presence of deletions and duplications in thePROCgene. There may be regions of thePROCgene that cannot be effectively evaluated by sequencing or deletion and duplication analysis as a result of technical limitations of the assay, including regions of homology, high guanine-cytosine (GC) content, and repetitive sequences.(Unpublished Mayo method) The reference transcript forPROCis NM_000312.3. Reference transcript numbers may be updated due to transcript re-versioning. Always refer to the final patient report for gene transcript information referenced at the time of testing. Confirmation of select reportable variants may be performed by alternate methodologies based on internal laboratory criteria. | 28 to 42 days | Whole blood: 2 weeks (if available); Extracted DNA: 3 months | This test was developed and its performance characteristics determined by Mayo Clinic in a manner consistent with CLIA requirements. It has not been cleared or approved by the US Food and Drug Administration. | 81479 | PROC Gene, Full Gene NGS | 93815-9 | 619186 | Released By | 18771-6
SFX | Protein S Activity, Plasma | Second-order testing for diagnosis of congenital or acquired protein S deficiency, ie, as an adjunct to initial testing based on results of protein S antigen assay (free protein S antigen, with or without total protein S antigen assay) Evaluating patients with a history of venous thromboembolism | Optical Clot-Based | Yes | Protein S Activity, P | Plasma Na Cit | Specimen Type:Platelet-poor plasma Patient Preparation:Patient must not be receiving Coumadin. Collection Container/Tube:Light-blue top (3.2% sodium citrate) Submission Container/Tube:Plastic vial Specimen Volume:1 mL Collection Instructions: 1. For complete instructions, seeCoagulation Guidelines for Specimen Handling and Processing 2. Centrifuge, transfer all plasma into a plastic vial, and centrifuge plasma again. 3. Aliquot plasma into a plastic vial leaving 0.25 mL in the bottom of centrifuged vial. 4. Freeze specimen immediately (no longer than 4 hours after collection) below -40 degrees C. | 0.5 mL | Protein S is a vitamin K-dependent plasma glycoprotein synthesized predominantly within the liver. Protein S is also synthesized in endothelial cells and present in platelets. As a part of the plasma anticoagulant system, protein S acts as a necessary cofactor to activated protein C (APC) in the proteolytic inactivation of procoagulant factors Va and VIIIa. About 60% of the total plasma protein S antigen circulates bound to C4b binding protein (C4b-BP), while the remainder circulates as “free” protein S. Only free protein S has anticoagulant activity. Congenital protein S deficiency is an autosomal codominant disorder that is present in 1% to 3% of patients with venous thromboembolism. Heterozygous protein S deficiency carriers have, approximately, a 10-fold increased risk of venous thromboembolism. Other phenotypic expressions of heterozygous congenital protein S deficiency include recurrent miscarriage, complications of pregnancy (preeclampsia, abruptio placentae, intrauterine growth restriction, and stillbirth) and, possibly, arterial thrombosis. Three types of heterozygous congenital protein S deficiency have been described according to the levels of total protein S antigen, free protein S antigen, and protein S (APC cofactor) activity in plasma. Table.Types of heterozygous protein S deficiency Type Free protein S antigen Total protein S antigen Protein activity I Decreased Decreased Decreased II Normal Normal Decreased III Decreased Normal Decreased Type I and III protein S deficiency are much more common than type II (dysfunctional) protein S deficiency. Type III protein S deficiency appears to be partly due to variants within the protein S binding region for C4b-BP. Homozygous protein S deficiency is rare but can present as neonatal purpura fulminans, reflecting severe intravascular coagulation and fibrinolysis/disseminated intravascular coagulation (ICF/DIC) caused by the absence or near absence of plasma protein S. Acquired deficiency of protein S is much more common than hereditary protein S deficiency and is generally of unknown hemostatic significance (ie, uncertain thrombosis risk). Among the many causes of acquired protein S deficiency are: -Vitamin K deficiency -Oral anticoagulant therapy -Acute illness (eg, acute thrombosis, recent surgery, or other disorder associated with acute inflammation) -Liver disease -ICF/DIC -Thrombotic thrombocytopenic purpura -Pregnancy, oral contraceptive, or estrogen therapy -Nephrotic syndrome -Sickle cell anemia | Males: 65-150% Females <50 years: 50-150% > or =50 years: 65-150% Newborn infants have normal or near-normal free protein S antigen (> or =50%), although total protein S antigen is usually below the adult reference range. There are insufficient data concerning protein S activity in normal neonates, infants, and children; but normal or near-normal activity (> or =50%) probably is present by age 3 to 6 months. | In type I and type III congenital deficiency, free protein S antigen is decreased, and protein S functional activity is similarly decreased. In type II congenital (dysfunctional) protein S deficiency, total and free protein S antigen levels are normal, but functional activity is decreased. Patients with acquired free protein S deficiency associated with inflammation-related increase of C4b-binding protein typically have decreased free protein S antigen and protein S activity with normal (or elevated) total protein S antigen. Acquired protein S deficiency is of uncertain clinical hemostatic significance and is associated with a variety of conditions. Elevated protein S levels are of uncertain clinical significance. | Direct-acting oral anticoagulants (eg, direct thrombin inhibitors, such as dabigatran [Pradaxa], argatroban [Acova], bivalirudin [Angiomax]) and direct factor Xa inhibitors (eg, rivaroxaban [Xarelto], apixaban [Eliquis], edoxaban [Savaysa]) may cause the protein S activity to appear spuriously normal (or elevated), when protein S activity is truly decreased (or normal). Clinical correlation is suggested, and in the absence of anticoagulation therapy, consider repeating the protein S activity and antigen assay. Coumadin therapy may result in decreased protein S activity (and free protein S antigen). Acute or chronic inflammation can result in decreased protein S activity (and free protein S antigen). Interpret protein S activity results with caution when any of the above patient conditions are present. Protein S antigen assay (free protein S antigen, with concomitant or reflexive total protein S antigen assay), rather than protein S activity (functional) assay, is recommended as the initial testing approach for detecting congenital protein S deficiency, because of the greater variety of patient conditions that can interfere with the accuracy of functional testing as compared to antigen testing. In general, it is preferable not to test for protein S deficiency during acute illness, pregnancy, or postpartum. Elective testing for protein S deficiency should be delayed for at least 30 days after cessation of warfarin therapy. | 1. Borgel D, Gandrille S, Aiach M: Protein S deficiency. Thromb Haemost. 1997 Jul;78(1):351-356 2. Faioni EM: Protein S activity. In: Laboratory Techniques in Thrombosis-A Manual.2nd ed. Kluwer Academic Publishers; 1999:153-161 3. De Stefano V, Finazzi G, Mannucci PM: Inherited thrombophilia: pathogenesis, clinical syndromes, and management. Blood. 1996 May 1;87(9):3531-3544 4. Zoller B, Garcia de Frutos P, Dahlback B: Evaluation of the relationship between protein S and C4b-binding protein isoforms in hereditary protein S deficiency demonstrating type I and type III deficiencies to be phenotypic variants of the same genetic disease. Blood. 1995 Jun 15;85(12):3524-3531 5. Grandrille S, Borgel D, Ireland H, et al: Protein S deficiency: a database of mutations. For the Plasma Coagulation Inhibitors Subcommittee of the Scientific and Standardization Committee of the International Society on Thrombosis and Haemostasis. Thromb Haemost. 1997 Jun;77(6):1201-1214 6. Goodwin AJ, Rosendaal FR, Kottke-Marchant K, Bovill EG: A review of the technical, diagnostic, and epidemiologic considerations for protein S assays. Arch Pathol Lab Med. 2002 Nov;126(11):1349-1366 7.Yohe S, Olson J: Thrombophilia: assays and interpretation. In: Kottke-Marchant Wiley K, ed. Laboratory Hematology Practice. Blackwell Publishing; 2012:38:492-508 | The functional activity of free protein S is performed on the instrumentation laboratory ACL TOP. It is determined by measuring the degree of prolongation of a prothrombin time in the presence of the recombinant human tissue factor, phospholipids, calcium ions, and activated protein C. The protein S activity is correlated with the prolongation of the clotting time of protein S deficient plasma to which diluted sample has been added. The clotting time is directly proportional to the amount of functional protein S in the patient's plasma and can be quantified using a standard curve.(Package insert: HemosIL Protein S Activity. Instrumentation Laboratory Company; Rev 08/2012) | 1 to 4 days | 7 days | This test has been cleared, approved, or is exempt by the US Food and Drug Administration and is used per manufacturer's instructions. Performance characteristics were verified by Mayo Clinic in a manner consistent with CLIA requirements. | 85306 | Protein S Activity, P | 27822-6 | SFX | Protein S Activity, P | 27822-6
PSF | Protein S Antigen, Free, Plasma | As part of an investigation of patients with a history of thrombosis | Only orderable as part of a profile, see PSTF / Protein S Antigen, Plasma. Latex Immunoassay | Yes | Protein S Ag, Free, P | If free protein S is below normal range, then total protein S will be performed at an additional charge. | Only orderable as part of a profile, see PSTF / Protein S Antigen, Plasma. Specimen Type:Platelet-poor plasma Patient Preparation:Patient must not be receiving heparin or Coumadin.If the patient is being treated with Coumadin, this should be noted. Coumadin will lower protein S. Collection Container/Tube:Light-blue top (3.2% sodium citrate) Submission Container/Tube:Plastic vials Specimen Volume:1 mL in 2 plastic vials each containing 0.5 mL Collection Instructions: 1. For complete instructions, seeCoagulation Guidelines for Specimen Handling and Processing. 2.Centrifuge, transfer all plasma into a plastic vial, and centrifuge plasma again. 3. Aliquot plasma into separate plastic vial leaving 0.25 mL in the bottom of centrifuged vial. 4. Freeze plasma immediately (no longer than 4 hours after collection) at -20 degrees C or, ideally -40 degrees C or below. 5. Send specimens in the same shipping container. Additional Information: 1. Double-centrifuged specimen is critical for accurate results as platelet contamination may cause spurious results. 2. Each coagulation assay requested should have its own vial. | 0.5 mL | Protein S is a vitamin K-dependent glycoprotein present in platelets and synthesized within the liver and endothelial cells. Protein S works as part of the natural anticoagulant system by acting as a cofactor to activated protein C (APC) in the proteolytic inactivation of procoagulant factors Va and VIIIa. In addition, protein S has direct APC-independent anticoagulant activity by inhibiting formation of the prothrombin and tenase complexes, possibly due to its high affinity for anionic phospholipid membranes. In human plasma, protein S forms a complex with the compliment regulatory protein, C4b-binding protein (C4bBP). Of the total plasma protein S, approximately 60% circulates bound to C4bBP while the remaining 40% circulates as "free" protein S. Only free protein S has anticoagulant function. C4bBP is composed of 6 or 7 alpha-chains and 1 or no beta-chain (C4bBP-beta). Different C4bBP isoforms are present in plasma, but only C4bBP-beta binds protein S. Congenital protein S deficiency is an autosomal dominant disorder that is present in 2% to 6% of patients with venous thrombosis. Patients with protein S deficiency have an approximately 10-fold increased risk of venous thrombosis. In addition, they may also experience recurrent miscarriage, complications of pregnancy (preeclampsia, abruptio placentae, intrauterine growth restriction, and stillbirth) and possibly arterial thrombosis. Three types of protein S deficiency have been described according to the levels of total protein S antigen, free protein S antigen, and protein S activity in plasma. Types I and III protein S deficiency are much more common than type II (dysfunctional) protein S deficiency. Type III protein S deficiency appears to be partly due to mutations within the protein S binding region for C4bBP-beta. Homozygous protein S deficiency is rare but can present as neonatal purpura fulminans, reflecting severe disseminated intravascular coagulation/intravascular coagulation and fibrinolysis (DIC/ICF) caused by the absence of plasma protein S. Acquired deficiency of protein S has causes that are generally of unknown hemostatic significance (ie, uncertain thrombosis risk), and is much more common than hereditary protein S deficiency. Acquired protein S deficiency can present through vitamin K deficiency, oral anticoagulant therapy, liver disease, DIC/ICF, thrombotic thrombocytopenia purpura, pregnancy or estrogen therapy, nephritic syndrome, and sickle cell anemia. As an acute-phase reactant, plasma C4bBP levels increase with acute illness and may cause acquired free protein S deficiency. Measurement of plasma free protein S antigen is performed as the initial testing for protein S deficiency. When the free protein S antigen level is below the age- and sex-adjusted normal range, reflexive testing will be performed for total plasma protein S antigen. | Only orderable as part of a profile, see PSTF / Protein S Antigen, Plasma. Males: 65-160% Females: <50 years: 50-160% > or =50 years: 65-160% Normal, full-term newborn infants or healthy premature infantsmay have decreased levels of total protein S (15%-50%), butbecause of low levels of C4bBP, free protein S may be normalor near the normal adult level (> or =50%). Total protein S reachesadult levels by 90-180 days postnatal.* *See Pediatric Hemostasis References section inCoagulation Guidelines for Specimen Handling and Processing | Protein S values vary widely in the normal population and are age- and sex-dependent. Table.Types of Heterozygous Protein S Deficiency Type Protein S antigen free Protein S antigen total Protein S activity I Low Low Low II Normal Normal Low III Low Normal Low Protein S and C4b-binding protein (C4bBP) are coordinately regulated, and an increased total protein S antigen and low free protein S antigen most commonly reflect acute or chronic inflammation or illness with an associated increase in plasma C4bBP. For patients in whom hereditary protein S deficiency is strongly suspected and the free plasma protein S antigen level is normal, consideration should be given to testing of free protein S activity, SFX / Protein S Activity, Plasma, for detecting type II protein S deficiency (which is rare). An increased total protein S antigen is of uncertain clinical significance because free protein S antigen levels are usually normal, in such situations. However, the total protein S antigen level may be helpful in distinguishing acquired versus congenital protein S deficiency. High normal or increased total protein S antigen and reduced free protein S antigen suggests acquired protein S deficiency, as may be seen in pregnancy or inflammation. In contrast, low normal or decreased total protein S antigen and reduced free protein S antigen suggests vitamin K deficiency or a warfarin effect, but also could reflect congenital protein S deficiency (type I or III). Vitamin K deficiency, oral anticoagulant therapy, presence of liver disease, or disseminated intravascular coagulation/intravascular coagulation and fibrinolysis (DIC/ICF) are common acquired causes of protein S deficiency, which is of uncertain significance when such conditions are present. Concomitant assay of coagulation factor II activity may be helpful in differentiating congenital protein S deficiency from oral anticoagulation effects, but supportive data are currently suboptimal. Differentiation of congenital and acquired protein S deficiency requires clinical correlation and may require repeated laboratory study of the patient and selected family members in some instances. DNA-based testing may be helpful; see GNPRS / Protein S Deficiency, PROS1 Gene, Next-Generation Sequencing, Varies. | Free protein S antigen results are potentially affected by: -Heparin (unfractionated or low-molecular-weight) >4 U/mL -Hemoglobin >200 mg/dL -Bilirubin >25 mg/dL -Triglycerides >1,500 mg/dL -Platelets >10(10)/L -Rheumatoid factor >900 IU/mL -Factor V Leiden mutation (activated protein C resistance; APC-R) | 1. Borgel D, Gandrille S, Aiach M. Protein S deficiency. Thromb Haemost. 1997;78(1):351-356 2. De Stefano V, Finazzi G, Mannucci PM. Inherited thrombophilia: pathogenesis, clinical syndromes, and management. Blood. 1996;87(9):3531-3544 3. Zoller B, Garcia de Frutos P, Dahlback B. Evaluation of the relationship between protein S and C4b-binding protein isoforms in hereditary protein S deficiency demonstrating type I and type III deficiencies to be phenotypic variants of the same genetic disease. Blood. 1995;85(12):3524-3531 4. Grandrille S, Borgel D, Ireland H, et al. Protein S deficiency: a database of mutations. For the Plasma Coagulation Inhibitors Subcommittee for the Scientific and Standardization Committee of the International Society on Thrombosis and Haemostasis. Thromb Haemost. 1997;77(6):1201-1214 5. Wolf M, Boyer-Neumann C, Peynaud-Debayle E, Marfaing-Koka A, Amiral J, Meyer D. Clinical applications of a direct assay of free protein S antigen using monoclonal antibodies. A study of 59 cases. Blood Coagul Fibrinolysis. 1994;5(2):187-192 6. Goodwin AJ, Rosendaal FR, Kottke-Marchant K, Bovill EG. A review of the technical, diagnostic, and epidemiologic considerations for protein S assays. Arch Pathol Lab Med. 2002;126(11):1349-1366 7. Serra J, Sales M, Chitolie A, et al: Multicentre evaluation of IL Test Free PS: a fully automated assay to quantify free protein S. Thromb Haemost. 2002;88(6):975-983 8. Marlar RA, Gausman JN, Tsuda H, Rollins-Raval MA, Brinkman HJM. Recommendations for clinical laboratory testing for S deficiency: Communication from the SCC committee plasma coagulation inhibitors of the ISTH. J Thromb Haemost. 2021;19(1):68-74 | This assay is performed using the HemosIL Free Protein S kit on the Instrumentation Laboratory ACL TOP. The assay uses latex immunoassay methodology to determine the presence of free protein S. It consists of 2 latex reagents, one being latex particles coated with purified human C4b-binding protein (C4BP) and the other is latex particles coated with a monoclonal antibody directed against human protein S. Patient plasma is combined with the purified C4BP that reacts with a high affinity for free protein S in the patient plasma. The free protein S adsorbed on the C4BP latex triggers the agglutination reaction with the second latex reagent. The aggregates form diameters greater than the wavelength of the light (405 nm) passing through, causing absorption of the light. This change in absorption is measured over time and reported as delta optical density. The increase in absorption is proportional to the concentration of free protein S antigen present in the patient plasma.(Package insert: HemosIL Free Protein S. Instrumentation Laboratory Company; 04/2019) | 1 to 4 days | 7 days | This test has been modified from the manufacturer's instructions. Its performance characteristics were determined by Mayo Clinic in a manner consistent with CLIA requirements. This test has not been cleared or approved by the US Food and Drug Administration. | 85306 | Protein S Ag, Free, P | 27821-8 | PSF | Protein S Ag, Free, P | 27821-8
PSTF | Protein S Antigen, Plasma | Investigation of patients with a history of thrombosis | PSF, PST: Latex Immunoassay (LIA) | Yes | Protein S Ag, P | If this test result is decreased, thentotal plasmaprotein S antigen willbe performed at an additional charge. | Specimen Type:Platelet-poor plasma Patient Preparation:Patient must not be receiving heparin or Coumadin.If the patient is being treated with Coumadin, this should be noted. Coumadin will lower protein S. Collection Container/Tube:Light-blue top (3.2% sodium citrate) Submission Container/Tube:Plastic vials Specimen Volume:1 mL in 2 plastic vials each containing 0.5 mL Collection Instructions: 1. For complete instructions, seeCoagulation Guidelines for Specimen Handling and Processing. 2. Centrifuge, transfer all plasma into a plastic vial, and centrifuge plasma again. 3. Aliquot 0.5 mL of plasma into 2 plastic vials, leaving 0.25 mL in the bottom of centrifuged vial. 4. Freeze plasma immediately (no longer than 4 hours after collection) at -20 degrees C or, ideally-40 degrees C or below. 5. Send specimens in the same shipping container. Additional Information:A double-centrifuged specimen is critical for accurate results as platelet contamination may cause spurious results. | 0.5 mL | Protein S is a vitamin K-dependent glycoprotein present in platelets and synthesized within the liver and endothelial cells. Protein S works as part of the natural anticoagulant system by acting as a cofactor to activated protein C (APC) in the proteolytic inactivation of procoagulant factors Va and VIIIa. In addition, protein S has direct APC-independent anticoagulant activity by inhibiting formation of the prothrombin and tenase complexes, possibly due to its high affinity for anionic phospholipid membranes. In human plasma, protein S forms a complex with the compliment regulatory protein, C4b-binding protein (C4bBP). Of the total plasma protein S, approximately 60% circulates bound to C4bBP while the remaining 40% circulates as "free" protein S. Only free protein S has anticoagulant function. C4bBP is composed of 6 or 7 alpha-chains and 1 or no beta-chain (C4bBP-beta). Different C4bBP isoforms are present in plasma, but only C4bBP-beta binds protein S. Congenital protein S deficiency is an autosomal dominant disorder that is present in 2% to 6% of patients with venous thrombosis. Patients with protein S deficiency have an approximately 10-fold increased risk of venous thrombosis. In addition, they may also experience recurrent miscarriage, complications of pregnancy (preeclampsia, abruptio placentae, intrauterine growth restriction, and stillbirth) and possibly arterial thrombosis. Three types of protein S deficiency have been described according to the levels of total protein S antigen, free protein S antigen, and protein S activity in plasma.Types I and III protein S deficiency are much morecommon than type II (dysfunctional) protein S deficiency.Type III protein S deficiency appears to be partly due to variants within the protein S binding region for C4bBP-beta. Homozygous protein S deficiency is rare but can present as neonatalpurpura fulminans, reflecting severe disseminated intravascular coagulation/intravascular coagulation andfibrinolysis (DIC/ICF) caused bythe absence of plasma protein S. Acquired deficiency of protein S has causes that are generally of unknown hemostatic significance (ie, uncertain thrombosis risk) and is much more common than hereditary protein S deficiency. Acquired protein S deficiency can present through vitamin K deficiency, oral anticoagulant therapy, liver disease, DIC/ICF, thrombotic thrombocytopenia purpura, pregnancy, estrogen therapy, nephritic syndrome, and sickle cell anemia. As an acute-phase reactant, plasma C4bBP levels increase with acute illness and may cause acquired free protein S deficiency. Measurement of plasma free protein S antigen is performed asthe initial testing for protein S deficiency. When the free protein Santigen level is below the age- and sex-adjusted normal range,reflexive testing will be performed for total plasma protein Santigen. | TOTAL Males: 80-160% Females <50 years: 70-160% > or =50 years: 80-160% FREE Males: 65-160% Females <50 years: 50-160% > or =50 years: 65-160% Normal, full-term newborn infants or healthy premature infants may have decreased levels of total protein S (15-50%); but because of low levels of C4b-binding protein, free protein S may be normal or near the normal adult level (> or =50%). Total protein S reaches adult levels by 90 to 180 days postnatal.* *See Pediatric Hemostasis References section inCoagulation Guidelines for Specimen Handling and Processing | Protein S values vary widely in the normal population and areage- and sex-dependent. Table.Types of Heterozygous Protein S Deficiency Type Protein S antigen free Protein S antigen total Protein S activity I Low Low Low II Normal Normal Low III Low Normal Low Protein S andC4b-binding protein (C4bBP) are coordinately regulated, and an increasedtotal protein S antigen and low free protein S antigen most commonlyreflect acute or chronic inflammation or illness with an associatedincrease in plasma C4bBP. For patients in whom hereditary protein S deficiency is stronglysuspected and the free plasma protein S antigen level is normal,consideration should be given to testing of free protein S activity, S_FX / Protein S Activity, Plasma,for detecting type II protein S deficiency (which is rare). An increased total protein S antigen is of uncertain clinical significance because free protein S antigen levels are usually normal, in such situations. However,the total protein S antigen level may be helpful in distinguishing acquiredversus congenital protein S deficiency. High normal or increased total proteinS antigen and reduced free protein S antigen suggests acquired protein Sdeficiency, as may be seen in pregnancy or inflammation. In contrast, lownormal or decreased total protein S antigen and reduced free protein Santigen suggests vitamin K deficiency or a warfarin (Coumadin) effect, but also couldreflect congenital protein S deficiency (type I or III). Vitamin K deficiency, oral anticoagulant therapy, presence of liver disease, or disseminated intravascular coagulation/intravascular coagulation and fibrinolysis (DIC/ICF) are common acquired causes of protein S deficiency, which is of uncertain significance when such conditions are present. Concomitant assay of coagulation factor II activity may be helpful in differentiating congenital protein S deficiency from oral anticoagulation effects, but supportive data are currently suboptimal. Differentiation of congenital and acquired protein S deficiency requires clinical correlation and may require repeated laboratory study of the patient and selected family members in some instances. DNA-based testing may be helpful; see PRSNG / Protein S Deficiency,PROS1Gene, Next-Generation Sequencing, Varies. | Total: Protein S total antigen results are potentially affected by: -Heparin (unfractionated or low-molecular-weight) >4 U/mL -Hemoglobin >2 g/L -Bilirubin >100 mg/L -Rheumatoid factor >300 IU/mL; may lead to an overestimation of the result -Antirabbit antibodies; certain subjects may have aberrant results -Lipemic specimen may lead to an overestimation of level Free: Free protein S antigen results are potentially affected by: -Heparin (unfractionated or low-molecular-weight) >4 U/mL -Hemoglobin >200 mg/dL -Bilirubin >25 mg/dL -Triglycerides >1500 mg/dL -Platelets >10(10)/L -Rheumatoid factor >900 IU/mL -Factor V Leiden variant (APC-R) | 1. Borgel D, Gandrille S, Aiach M. Protein S deficiency. Thromb Haemost. 1997 July;78(1):351-356 2.De Stefano V, Finazzi G, Mannucci PM. Inherited thrombophilia: pathogenesis, clinical syndromes, and management. Blood. 1996 1;87(9):3531-3544 3. Zoller B, Garcia de Frutos P, Dahlback B. Evaluation of the relationship between protein S and C4b-binding protein isoforms in hereditary protein S deficiency demonstrating type I and type III deficiencies to be phenotypic variants of the same genetic disease. Blood. 1995;85(12):3524-3531 4. Grandrille S, Borgel D, Ireland H, et al. Protein S deficiency: a database of mutations. For the Plasma Coagulation Inhibitors Subcommittee for the Scientific and Standardization Committee of the International Society on Thrombosis and Haemostasis. Thromb Haemost. 1997;77(6):1201-1214 5. Wolf M, Boyer-Neumann C, Peynaud-Debayle E, Marfaing-Koka A, Amiral J, Meyer D. Clinical applications of a direct assay of free protein S antigen using monoclonal antibodies. A study of 59 cases. Blood Coagul Fibrinolysis. 1994;5(2):187-192 6. Laroche P, Plassart V, Amiral J. Rapid quantitative latex immunoassays fordiagnosis of thrombotic disorders. Thromb Haemost. 1989:62:379 7. Goodwin AJ, Rosendaal FR, Kottke-Marchant K, Bovill EG. A review of the technical, diagnostic, and epidemiologic considerations for protein S assays. Arch Pathol Lab Med. 2002;126(11):1349-1366 8. Sales M, Begona A, Rosen S: IL Test Free Protein S: A diagnostic tool for protein S deficiency. Instrumentation Laboratories; Hemostasis Monograph 9. Serra J, Sales M, Chitolie A, et al: Multicentre evaluation of IL Test Free PS: a fully automated assay to quantify free protein S. Thromb Haemost. 2002;88(6):975-983 10. Marlar RA, Gausman JN, Tsuda H, Rollins-Raval MA, Brinkman HJM. Recommendations for clinical laboratory testing for S deficiency: Communication from the SCC committee plasma coagulation inhibitors of the ISTH. JThromb Haemost 2021;19:68-74 | Total: This assay is performed using the Diagnostica Stago LIATEST Protein S Kit on the Beckman Coulter ACL TOP. Protein S total antigen is determined using automated latex immunoassay methodology. This methodology is comprised of a reagent with microlatex particles coated with specific antihuman total protein S antibodies. Patient plasma containing total protein S antigen is combined with the latex reagent causing the antibody-coated latex particles to agglutinate and form aggregates. The aggregates form diameters greater than the wavelength of the light (405 nm) passing through causing absorption of the light. This change in absorption is measured over time and reported as delta optical density (OD). The increase in absorption is proportional to the concentration of protein S total antigenpresent in the patient plasma.(Package insert: Liatest Protein S, Diagnostica Stago; 11/2015) Free: This assay is performed using the HemosIL Free Protein S kit on the Beckman Coulter ACL TOP.The assay uses latex immunoassay methodology to determine the presence of free protein S.It consists of 2 latex reagents, one being latex particles coated with purified human C4BP and the other is latex particles coated with a monoclonal antibody directed against human protein S. Patient plasma is combined with the purified C4BP which reacts with a high affinity for free protein S in the patient plasma. The free protein S adsorbed on the C4BP latex triggers the agglutination reaction with the second latex reagent. The aggregates form diameters greater than the wavelength of the light (405 nm) passing through causing absorption of the light. This change in absorption is measured over time and reported as delta OD. The increase in absorption is proportional to the concentration of free protein S antigenpresent in the patient plasma.(Package insert: HemosIL Free Protein S. Instrumentation Laboratory Company; 04/2019) | 1 to 3 days | 7 days | This test has been modified from the manufacturer's instructions. Its performance characteristics were determined by Mayo Clinic in a manner consistent with CLIA requirements. This test has not been cleared or approved by the US Food and Drug Administration. | 85306-Free85305-Total (if appropriate) | Protein S Ag, P | 87557-5 | PSF | Protein S Ag, Free, P | 27821-8
PST | Protein S Antigen, Total, Plasma | Aiding in the investigation of patients with a history of thrombosis | Only orderable as part of a profile. For more information see PSTF / Protein S Antigen, Plasma. Latex Immunoassay | Yes | Protein S Ag, Total, P | Plasma Na Cit | Only orderable as part of a profile. For more information see PSTF / Protein S Antigen, Plasma. Specimen Type:Platelet-poor plasma Patient Preparation:Patient must not be receiving heparin or Coumadin.If the patient is being treated with Coumadin, this should be noted. Coumadin will lower protein S. Collection Container/Tube:Light-blue top (3.2% sodium citrate) Submission Container/Tube:Plastic vials Specimen Volume:1 mL in 2 plastic vials each containing 0.5 mL Collection Instructions: 1. For complete instructions, seeCoagulation Guidelines for Specimen Handling and Processing. 2. Centrifuge, transfer all plasma into a plastic vial, and centrifuge plasma again. 3. Aliquot plasma into separate plastic vial leaving 0.25 mL in the bottom of centrifuged vial. 4. Freeze plasma immediately (no longer than 4 hours after collection) at -20 degrees C or ideally, at -40 degrees C or below. 5. Send specimens in the same shipping container. Additional Information: 1. Double-centrifuged specimen is critical for accurate results as platelet contamination may cause spurious results. 2. Each coagulation assay requested should have its own vial. | 0.5 mL | Protein S is a vitamin K-dependent glycoprotein present in platelets and synthesized within the liver and endothelial cells. Protein S works as part of the natural anticoagulant system by acting as a cofactor to activated protein C (APC) in the proteolytic inactivation of procoagulant factors Va and VIIIa. In addition, protein S has direct APC-independent anticoagulant activity by inhibiting formation of the prothrombin and tenase complexes, possibly due to its high affinity for anionic phospholipid membranes. In human plasma, protein S forms a complex with the compliment regulatory protein, C4b-binding protein (C4bBP). Of the total plasma protein S, approximately 60% circulates bound to C4bBP, while the remaining 40% circulates as free protein S. Only free protein S has anticoagulant function. C4bBP is composed of 6 or 7 alpha-chains and 1 or no beta-chain (C4bBP-beta). Different C4bBP isoforms are present in plasma, but only C4bBP-beta binds protein S. Congenital protein S deficiency is an autosomal dominant disorder that is present in 2% to 6% of patients with venous thrombosis. Patients with protein S deficiency have an approximately 10-fold increased risk of venous thrombosis. In addition they may also experience recurrent miscarriage, complications of pregnancy (preeclampsia, abruptio placentae, intrauterine growth restriction, and stillbirth) and possibly arterial thrombosis. Three types of protein S deficiency have been described according to the levels of total protein S antigen, free protein S antigen, and protein S activity in plasma.Types I and III protein S deficiency are much morecommon than type II (dysfunctional) protein S deficiency.Type III protein S deficiency appears to be partly due to mutations within the protein S binding region for C4bBP-beta. Homozygous protein S deficiency is rare, but can present as neonatalpurpura fulminans, reflecting severe disseminated intravascular coagulation/intravascular coagulation andfibrinolysis (DIC/ICF) caused bythe absence of plasma protein S. Acquired deficiency of protein S has causes that are generally of unknown hemostatic significance (ie, uncertain thrombosis risk), and is much more common than hereditary protein S deficiency. Acquired protein S deficiency can present through vitamin K deficiency, oral anticoagulant therapy, liver disease, DIC/ICF, thrombotic thrombocytopenia purpura, pregnancy or estrogen therapy, nephritic syndrome, and sickle cell anemia. As an acute-phase reactant, plasma C4bBP levels increase with acute illness and may cause acquired free protein S deficiency. Measurement of plasma free protein S antigen is performed asthe initial testing for protein S deficiency. When the free protein Santigen level is below the age- and sex-adjusted normal range,reflexive testing will be performed for total plasma protein Santigen. | Only orderable as part of a profile. For more information see PSTF / Protein S Antigen, Plasma. Males: 80-160% Females: <50 years: 70-160% > or =50 years: 80-160% Normal, full-term newborn infants or healthy premature infants may have decreased levels of total protein S (15%-50%), but because of low levels of C4bBP, free protein S may be normal or near the normal adult level (> or =50%). Total protein S reaches adult levels by 90-180 days postnatal.* *See Pediatric Hemostasis References section inCoagulation Guidelines for Specimen Handling and Processing | Protein S values vary widely in the normal population and are age- and sex-dependent. Table.Types of Heterozygous Protein S Deficiency Type Protein S antigen free Protein S antigen total Protein S activity I Low Low Low II Normal Normal Low III Low Normal Low Protein S and C4b-binding protein (C4bBP) are coordinately regulated, and an increased total protein S antigen and low free protein S antigen most commonly reflect acute or chronic inflammation or illness with an associated increase in plasma C4bBP. For patients in whom hereditary protein S deficiency is strongly suspected and the free plasma protein S antigen level is normal, consideration should be given to testing of free protein S activity, SFX / Protein S Activity, Plasma, for detecting type II protein S deficiency (which is rare). An increased total protein S antigen is of uncertain clinical significance because free protein S antigen levels are usually normal, in such situations. However, the total protein S antigen level may be helpful in distinguishing acquired versus congenital protein S deficiency. High normal or increased total protein S antigen and reduced free protein S antigen suggests acquired protein S deficiency, as may be seen in pregnancy or inflammation. In contrast, low normal or decreased total protein S antigen and reduced free protein S antigen suggests vitamin K deficiency or a warfarin effect, but also could reflect congenital protein S deficiency (type I or III). Vitamin K deficiency, oral anticoagulant therapy, the presence of liver disease, or disseminated intravascular coagulation/intravascular coagulation and fibrinolysis (DIC/ICF) are common acquired causes of protein S deficiency, which is of uncertain significance when such conditions are present. Concomitant assay of coagulation factor II activity may be helpful in differentiating congenital protein S deficiency from oral anticoagulation effects, but supportive data are currently suboptimal. Differentiation of congenital and acquired protein S deficiency requires clinical correlation and may require repeated laboratory study of the patient and selected family members in some instances. DNA-based testing may be helpful; see GNPRS / Protein S Deficiency,PROS1Gene, Next-Generation Sequencing, Varies. | Total protein S antigen results are potentially affected by: -Heparin (unfractionated or low molecular weight) >4 U/mL -Hemoglobin >2 g/L -Bilirubin >100 mg/L; Rheumatoid factor (RF) >300 IU/mL; may lead to an overestimation of the result -Anti-rabbit antibodies; certain subjects may have aberrant results -Lipemia: may lead to an overestimation of level | 1. Zoller B, Garcia de Frutos P, Dahlback B. Evaluation of the relationship between protein S and C4b-binding protein isoforms in hereditary protein S deficiency demonstrating type I and type III deficiencies to be phenotypic variants of the same genetic disease. Blood. 1995;85(12):3524-3531 2. Grandrille S, Borgel D, Ireland H, et al. Protein S deficiency: a database of mutations. For the Plasma Coagulation Inhibitors Subcommittee for the Scientific and Standardization Committee of the International Society on Thrombosis and Haemostasis. Thromb Haemost. 1997;77(6):1201-1214 3. Marlar RA, Gausman JN, Tsuda H, Rollins-Raval MA, Brinkman HJM. Recommendations for clinical laboratory testing for S deficiency: Communication from the SCC committee plasma coagulation inhibitors of the ISTH. J Thromb Haemost. 2021;19(1):68-74 | This assay is performed using the Diagnostica Stago LIATEST-Protein S kit on the Instrumentation Laboratory ACL TOP using automated latex immunoassay methodology. The kit methodology is comprised of a reagent with microlatex particles coated with specific antihuman-protein S antibodies. Patient plasma containing protein S antigen is combined with the latex reagent causing the antibody-coated latex particles to agglutinate and form aggregates. The aggregates form diameters greater than the wavelength of the light (405 nm) passing through causing absorption of the light. This change in absorption is measured over time and reported as delta optical density. The increase in absorption is proportional to the concentration of total protein S antigen present in the patient plasma.(Package insert: Liatest Protein S. Diagnostica Stago; 11/2015) | 1 to 3 days | 7 days | This test has been modified from the manufacturer's instructions. Its performance characteristics were determined by Mayo Clinic in a manner consistent with CLIA requirements. This test has not been cleared or approved by the US Food and Drug Administration. | 85305 | Protein S Ag, Total, P | 27823-4 | PST | Protein S Ag, Total, P | 27823-4
GNPRS | Protein S Deficiency, PROS1 Gene, Next-Generation Sequencing, Varies | Evaluating protein S deficiency in patients with a personal or family history suggestive of this hereditary thrombophilia Confirming a diagnosis of autosomal dominant protein S deficiency with the identification of a known or suspected disease-causing alteration in thePROS1gene Confirming a diagnosis of autosomal recessive severe protein S deficiency with the identification of homozygous or compound heterozygous disease-causing alteration(s) in thePROS1gene Determining the disease-causing alteration(s) within thePROS1gene to delineate the underlying molecular defect in a patient with a laboratory diagnosis of protein S deficiency Prognosis and risk assessment based on the genotype-phenotype correlations Ascertaining the variant status of family members related to an individual with a confirmedPROS1variant for the purposes of informing clinical management and genetic counseling Carrier testing for close family members of an individual with a diagnosis of autosomal recessive severe protein S deficiency This test isnot intended forprenatal diagnosis. | Sequence Capture and Targeted Next-Generation Sequencing (NGS) followed by Polymerase Chain Reaction (PCR) and Sanger Sequencing | Yes | PROS1 Gene, Full Gene NGS | The clinical workup for protein S deficiency should begin with measurement of plasma free protein S antigen. | Specimen Type:Whole blood Patient Preparation:A previous bone marrow transplant from an allogenic donor will interfere with testing. Call 800-533-1710 for instructions for testing patients who have received a bone marrow transplant. Container/Tube: Preferred:Lavender top (EDTA) Acceptable:Yellow top (ACD) Specimen Volume:3 mL Collection Instructions: 1. Invert several times to mix blood. 2. Send whole blood specimen in original tube.Do not aliquot. Specimen Stability Information:Ambient (preferred) 4 days/Refrigerated | 1 mL | Hereditaryprotein S deficiencyis a rare inherited clotting disorder (thrombophilia) associated with germline variants in thePROS1gene. Protein S is an important component of the body’s natural anticoagulant system. A deficiency results in an unchecked clotting cascade and increased risk of thromboembolism.(1) Mild protein S deficiency is caused by heterozygous variants in one copy ofPROS1and is inherited in an autosomal dominant manner with incomplete penetrance. Individuals with mild protein S deficiency have a predisposition to developing venous thromboembolism, and often experience deep vein thrombosis and/or pulmonary embolism. Affected women have an increased risk for pregnancy loss and complications. The estimated prevalence is 0.16% to 0.21%.(1-4) Severe protein S deficiency is caused by homozygous or compound heterozygous variants inPROS1and is inherited in an autosomal recessive manner. It is quite rare and presents with neonatal purpura fulminans and disseminated intravascular coagulation.(1-3) Causes of acquired (nongenetic) protein S deficiency should be excluded prior to genetic testing, includingvitamin K deficiency, oral anticoagulant therapy, presence of liver disease, intravascular coagulation and fibrinolysis/disseminated intravascular coagulation, thrombotic thrombocytopenia purpura, pregnancy, and estrogen therapy. As an acute-phase reactant, plasma C4b-binding protein levelsincrease with acute illness and may cause acquired free protein S deficiency.(2) The British Society for Haematology provides guidelines regarding diagnosis, management, and laboratory testing for individuals with hereditary thrombophilias including protein S deficiency.(5) | An interpretive report will be provided. | All detected variants are evaluated according to American College of Medical Genetics and Genomics recommendations.(7) Variants are classified based on known, predicted, or possible pathogenicity and reported with interpretive comments detailing their potential or known significance. | Clinical Correlations: Test results should be interpreted in the context of clinical findings, family history, and other laboratory data. Misinterpretation of results may occur if the information provided is inaccurate or incomplete. If testing was performed because of a clinically significant family history, it is often useful to first test an affected family member. Detection of a reportable variant in an affected family member would allow for more informative testing of at-risk individuals. To discuss the availability of additional testing options or for assistance in the interpretation of these results, contact the Mayo Clinic Laboratories genetic counselors at 800-533-1710. Technical Limitations: Next-generation sequencing may not detect all types of genomic variants. In rare cases, false-negative or false-positive results may occur. The depth of coverage may be variable for some target regions; assay performance below the minimum acceptable criteria or for failed regions will be noted. Given these limitations, negative results do not rule out the diagnosis of a genetic disorder. If a specific clinical disorder is suspected, evaluation by alternative methods can be considered. There may be regions of genes that cannot be effectively evaluated by sequencing or deletion and duplication analysis as a result of technical limitations of the assay, including regions of homology, high guanine-cytosine (GC) content, and repetitive sequences. Confirmation of select reportable variants will be performed by alternate methodologies based on internal laboratory criteria. This test is validated to detect 95% of deletions up to 75 base pairs (bp) and insertions up to 47 bp. Deletions-insertions (delins) of 40 or more bp, including mobile element insertions, may be less reliably detected than smaller delins. Deletion/Duplication Analysis: This analysis targets single and multi-exon deletions/duplications; however, in some instances, single exon resolution cannot be achieved due to isolated reduction in sequence coverage or inherent genomic complexity. Balanced structural rearrangements (such as translocations and inversions) may not be detected. This test is not designed to detect low levels of mosaicism or to differentiate between somatic and germline variants. If there is a possibility that any detected variant is somatic, additional testing may be necessary to clarify the significance of results. For detailed information regarding gene specific performance and technical limitations, see Method Description or contact a laboratory genetic counselor. If the patient has had an allogeneic hematopoietic stem cell transplant or a recent blood transfusion, results may be inaccurate due to the presence of donor DNA. Call Mayo Clinic Laboratories for instructions for testing patients who have received a bone marrow transplant. Reclassification of Variants: Currently, it is not standard practice for the laboratory to systematically review previously classified variants on a regular basis. The laboratory encourages healthcare providers to contact the laboratory at any time to learn how the classification of a particular variant may have changed over time. Due to broadening genetic knowledge, it is possible that the laboratory may discover new information of relevance to the patient. Should that occur, the laboratory may issue an amended report. Variant Evaluation: Evaluation and categorization of variants is performed using published American College of Medical Genetics and Genomics and the Association for Molecular Pathology recommendations as a guideline.(7) Other gene-specific guidelines may also be considered. Variants are classified based on known, predicted, or possible pathogenicity and reported with interpretive comments detailing their potential or known significance. Variants classified as benign or likely benign are not reported. Multiple in silico evaluation tools may be used to assist in the interpretation of these results. The accuracy of predictions made by in silico evaluation tools is highly dependent upon the data available for a given gene, and periodic updates to these tools may cause predictions to change over time. Results from in silico evaluation tools should be interpreted with caution and professional clinical judgment. Rarely, incidental or secondary findings may implicate another predisposition or presence of active disease. These findings will be carefully reviewed to determine whether they will be reported. | 1. Gupta A, Tun AM, Gupta K: Protein S Deficiency. In: StatPearls [Internet]. StatPearls Publishing; Updated December 5, 2022. Available at www.ncbi.nlm.nih.gov/books/NBK544344/ 2. ten Kate MK, van der Meer J: Protein S deficiency: a clinical perspective. Haemophilia. 2008 Nov;14(6):1222-1228 3. Garcia de Frutos P, Fuentes-Prior P, Hurtado B, Sala N: Molecular basis of protein S deficiency. Thromb Haemost. 2007 Sep;98(3):543-556 4. Beauchamp NJ, Dykes AC, Parikh N, Campbell Tait R, Daly ME: The prevalence of, and molecular defects underlying, inherited protein S deficiency in the general population. Br J Haematol. 2004 Jun;125(5):647-654 5. Arachchillage DJ, Mackillop L, Chandratheva A, Motawani J, MacCallum P, Laffan M.: Thrombophilia testing: A British Society for Haematology guideline. Br J Haematol. 2022 Aug;198(3):443-458 6. Richards S, Aziz N, Bale S, et al; ACMG Laboratory Quality Assurance Committee: Standards and guidelines for the interpretation of sequence variants: a joint consensus recommendation of the American College of Medical Genetics and Genomics and the Association for Molecular Pathology. Genet Med. 2015 May;17(5):405-424 | Next-generation sequencing (NGS) and/or Sanger sequencing are performed to test for the presence of variants in coding regions and intron/exon boundaries of thePROS1gene, as well as some other regions that have known disease-causing variants. The human genome reference GRCh37/hg19 build was used for sequence read alignment. At least 99% of the bases are covered at a read depth over 30X. Sensitivity is estimated at above 99% for single nucleotide variants, above 94% for deletions-insertions (delins) less than 40 base pairs (bp), above 95% for deletions up to 75 bp, and insertions up to 47 bp. NGS and/or a polymerase chain reaction-based quantitative method is performed to test for the presence of deletions and duplications in thePROS1gene. There may be regions of thePROS1gene that cannot be effectively evaluated by sequencing or deletion and duplication analysis as a result of technical limitations of the assay, including regions of homology, high guanine-cytosine (GC) content, and repetitive sequences.(Unpublished Mayo method) The reference transcript forPROS1is NM_000313.4. Reference transcript numbers may be updated due to transcript re-versioning. Always refer to the final patient report for gene transcript information referenced at the time of testing. Confirmation of select reportable variants may be performed by alternate methodologies based on internal laboratory criteria. | 28 to 42 days | Whole blood: 2 weeks (if available); Extracted DNA: 3 months | This test was developed and its performance characteristics determined by Mayo Clinic in a manner consistent with CLIA requirements. It has not been cleared or approved by the US Food and Drug Administration. | 81479 | PROS1 Gene, Full Gene NGS | 92994-3 | 619200 | Released By | 18771-6
12PU1 | Protein, Total, 12 Hour, Urine | Evaluation of renal disease Screening for monoclonal gammopathy Screening for postural (orthostatic) proteinuria In select clinical situations, collection of a 12-hour specimen may allow more rapid detection of proteinuria states (eg, screening pregnant patients for preeclampsia) | Turbidimetry | Yes | Protein, Total, 12 HR, U | Urine | Supplies:Sarstedt 5 mL Aliquot Tube (T914) Container/Tube:Plastic, 5 mL tube Specimen Volume:4 mL Collection Instructions: 1. Collect a 12-hour urine specimen.Specimens should be collected before fluorescein is given or not collected until at least 24 hour later. 2. No preservative. 3. Invert well before taking 4-mL aliquot. 4. Do not overfill aliquot tube, 4 mL at most. Additional Information:SeeUrine Preservatives-Collection and Transportation for 24-Hour Urine Specimensfor multiple collections. | 1 mL | Protein in urine normally consists of plasma proteins that have been filtered by glomeruli and not reabsorbed by the proximal tubule, and proteins secreted by renal tubules or other accessory glands. Increased amounts of protein in the urine may be due to: -Glomerular proteinuria: defects in permselectivity of the glomerular filtration barrier to plasma proteins (eg, glomerulonephritis or nephrotic syndrome) -Tubular proteinuria: incomplete tubular reabsorption of proteins (eg, interstitial nephritis) -Overflow proteinuria: increased plasma concentration of proteins that exceeds capacity for proximal tubular reabsorption (eg, multiple myeloma, myoglobinuria) -Urinary tract inflammation or tumor -Preeclampsia -Orthostatic proteinuria In pregnant women, a urinary protein excretion of more than 300 mg/24 hours is frequently cited as consistent with preeclampsia and 12-hour total protein excretion highly correlates with 24-hour values in this patient population.(1,2) Orthostatic proteinuria is characterized by increased protein excretion in the upright position but normal levels when supine. This condition can be detected by comparing urine protein levels in a collection split between day and night (see OPTU / Orthostatic Protein, Timed Collection, Urine). Orthostatic proteinuria is common in childhood and adolescence but rare after 30 years of age. | <163 mg/12 hours (day or night collection) Reference values have not been established for patients <18 years of age. | Total urine protein determined to be greater than 500 mg/24 hours should be evaluated by immunofixation to assess if there is a monoclonal immunoglobulin light chain and, if present, identify it as either kappa or lambda type. Urinary protein levels may rise to 300 mg/24 hours in healthy individuals after vigorous exercise. Low-grade proteinuria may be seen in inflammatory or neoplastic processes involving the urinary tract. | False proteinuria may be due to contamination of urine with menstrual blood, prostatic secretions, or semen. After vigorous exercise, the urinary protein concentration may rise to 300 mg/24 hours in healthy individuals. Normal newborn infants may have higher excretion of protein in urine during the first 3 days of life. The presence of hemoglobin elevates protein concentration. Protein electrophoresis and immunofixation may be required to characterize and interpret the proteinuria. | 1.Delaney MP, Lamb EJ: Kidney disease. In: Rifai N, Horvath AR, Wittwer CT, eds. Tietz Textbook of Clinical Chemistry and Molecular Diagnostics. 6th ed. Elsevier; 2018:1256-1323 2. Rinehart BK, Terrone DA, Larmon JE, et al: A 12-hour urine collection accurately assesses proteinuria in hospitalized hypertensive gravida. J Perinatol. 1999;19:556-558 3. Adelberg AM, Miller J, Doerzbacher M, Lambers DS: Correlation of quantitative protein measurements in 8-, 12-, and 24-hour urine samples for diagnosis of preeclampsia. Am J Obstet Gynecol. 2001 Oct;185(4):804-807 4. Robinson RR: Isolated proteinuria in asymptomatic patients. Kidney Int. 1980;18:395-406 5. Dube J , Girouard J, Leclerc P, Douville P: Problems with the estimation of urine protein by automated assays. Clin Biochem. 2005 May;38(5):479- 485 6. Koumantakis G, Wyndham, L. Fluorescein interference with urinary creatinine and protein measurements. Clin Chem. 1991 Oct;37(10 Pt 1):1799 | The sample is pre-incubated in an alkaline solution containing EDTA, which denatures the protein and eliminates interference from magnesium ions. Benzethonium chloride is then added, producing turbidity.(Package insert:Total Protein Urine/CSF Gen.3. Roche Diagnostics;V13.0 11/2018) | Same day/1 day | 7 days | This test has been cleared, approved, or is exempt by the US Food and Drug Administration and is used per manufacturer's instructions. Performance characteristics were verified by Mayo Clinic in a manner consistent with CLIA requirements. | 84156 | Protein, Total, 12 HR, U | 26801-1 | CONC7 | Protein Concentration, U | 12842-1
PTU | Protein, Total, 24 Hour, Urine | Evaluation of kidney disease using a 24-hour urine collection Screening for monoclonal gammopathy | Turbidimetry | Yes | Protein, Total, 24 HR, U | Urine | Supplies:Sarstedt 5 mL Aliquot Tube (T914) Collection Container/Tube:24-hour graduated urine container with no metal cap or glued insert Submission Container/Tube:Plastic, 5 mL tube or a clean, plastic aliquot container with no metal cap or glued insert Specimen Volume:4 mL Collection Instructions: 1. Collect urine for 24 hours. Specimens should be collected before fluorescein is given or not collected until at least 24 hour later. 2. No preservative. 3. Invert well before taking 4-mL aliquot. 4. Do not over fill aliquot tube 4 mL at most. Additional Information:SeeUrine Preservatives-Collection and Transportation for 24-Hour Urine Specimensfor multiple collections. | 1 mL | Protein in urine is normally composed of a combination of plasma-derived proteins that have been filtered by glomeruli and have not been reabsorbed by the proximal tubules and proteins secreted by renal tubules or other accessory glands. Increased amounts of protein in the urine may be due to: -Glomerular proteinuria: caused by defects in permselectivity of the glomerular filtration barrier to plasma proteins (eg, glomerulonephritis or nephrotic syndrome) -Tubular proteinuria: caused by incomplete tubular reabsorption of proteins (eg, interstitial nephritis) -Overflow proteinuria: caused by increased plasma concentration of proteins (eg, multiple myeloma, myoglobinuria) -Urinary tract inflammation or tumor | > or =18 years: <229 mg/24 hours Reference values have not been established for patients <18 years of age. Reference value applies to 24-hour collection. | Total protein greater than 500 mg/24 hours should be evaluated by immunofixation to determine if a monoclonal immunoglobulin light chain is present, and if so, identify it as either kappa or lambda type. Urinary protein levels may rise to 300 mg/24 hours in healthy individuals after vigorous exercise. Low-grade proteinuria may be seen in inflammatory or neoplastic processes involving the urinary tract. | False proteinuria may be due to contamination of urine with menstrual blood, prostatic secretions, or semen. After vigorous exercise, the urinary protein concentration may rise to 300 mg/24 hours in healthy individuals. Normal newborn infants may have higher excretion of protein in urine during the first 3 days of life. The presence of hemoglobin elevates protein concentration. | 1. Delaney MP, Lamb EJ: Kidney disease. In: Rifai N, Horvath AR, Wittwer CT, eds. Textbook of Clinical Chemistry, 6th ed. Elsevier;2018:1256-1323 2. Rinehart BK, Terrone DA, Larmon JE, et al: A 12-hour urine collection accurately assesses proteinuria in hospitalized hypertensive gravida. J Perinatol. 1999;19:556-558 3. Adelberg AM, Miller J, Doerzbacher M, Lambers DS: Correlation of quantitative protein measurements in 8-, 12-, and 24-hour urine samples for diagnosis of preeclampsia. Am J Obstet Gynecol. 2001 Oct;185(4):804-807 4. Robinson RR: Isolated proteinuria in asymptomatic patients. Kidney Int. 1980;18:395-406 5. Dube J, Girouard J, Leclerc P, et al: Problems with the estimation of urine protein by automated assays. Clin Biochem. 2005;38(5):479-485 6. Koumantakis G, Wyndham, L: Fluorescein Interference with Urinary Creatinine and Protein Measurements. Clin Chem. 1991;37(10):1799 | The sample is preincubated in an alkaline solution containing EDTA, which denatures the protein and eliminates interference from magnesium ions. Benzethonium chloride is then added, producing turbidity.(Package insert: Total Protein Urine/CSF Gen.3. Roche Diagnostics; V13.0 11/2018) | Same day/1 day | 7 days | This test has been cleared, approved, or is exempt by the US Food and Drug Administration and is used per manufacturer's instructions. Performance characteristics were verified by Mayo Clinic in a manner consistent with CLIA requirements. | 84156 | Protein, Total, 24 HR, U | 2889-4 | CONC1 | Total Protein Concentration | 21482-5
TPBF | Protein, Total, Body Fluid | Identification of exudative pleural effusions Differentiating hepatic from other causes of ascites that have elevated serum ascites albumin gradient using peritoneal fluid | Colorimetric | Yes | Protein, Total, BF | Body Fluid | Specimen Type:Body fluid Preferred Source: -Peritoneal fluid (peritoneal, abdominal, ascites, paracentesis) -Pleural fluid (pleural, chest, thoracentesis) -Drain fluid (drainage, JP drain) -Pericardial Acceptable Source:Write in source name with source location (if appropriate) Collection Container/Tube:Sterile container Submission Container/Tube:Plastic vial Specimen Volume:1 mL Collection Instructions: 1. Centrifuge to remove any cellular material and transfer into a plastic vial. 2. Indicate the specimen source and source location on label. | 0.5 mL | Pleural fluid: Pleural fluid is normally present within the pleural cavity surrounding the lungs, serving as a lubricant between the lungs and inner chest wall. Pleural effusion develops when the pleural cavity experiences an overproduction of fluid due to increased capillary hydrostatic and osmotic pressure that exceeds the ability of the lymphatic or venous system to return the fluid to circulation. Laboratory-based criteria are often used to classify pleural effusions as either exudative or transudative. Exudative effusions form due to infection or inflammation of the capillary membranes allowing excess fluid into the pleural cavity. Patients with these conditions benefit from further investigation and treatment of the local cause of inflammation. Transudative effusions form due to systemic conditions such as volume overload, end stage kidney disease, and heart failure that can lead to excess fluid accumulation in the pleural cavity. Patients with transudative effusions benefit from treatment of the underlying condition.(1) Dr. Richard Light derived criteria in the 1970s that are still used today for patients with pleural effusions.(2) The criteria include the measurement of total protein and lactate dehydrogenase (LDH) in pleural fluid and serum. Exudates are defined as meeting 1 of the following criteria: 1. Pleural fluid to serum protein ratio above 0.5 2. Pleural fluid LDH above two-thirds the upper limit of normal serum LDH 3. Pleural fluid to serum LDH ratio above 0.6 Dr. Light's criteria were designed to be sensitive for detecting exudates at the expense of specificity.(3) Heart failure and recent diuretic use contribute to most misclassifications by Dr. Light's criteria (transudates falsely categorized as exudates). Serum-to-fluid protein gradient (serum protein minus fluid protein) may be calculated in these cases and when more than 3.1 g/dL suggests the patient has a transudative effusion. Peritoneal fluid: The pathologic accumulation of fluid within the peritoneal cavity is commonly referred to as ascites. The most common cause of ascites is liver cirrhosis. Differentiating cardiac from cirrhotic ascites is a common clinical conundrum as they are common conditions presenting with elevated serum ascites albumin gradient.(4) Heart failure leads to the development of high gradient ascites due to hepatic sinusoidal hypertension. Since the sinusoids are normal and have not been damaged from collagen deposition associated with cirrhosis, protein tends to "leak" more readily into ascites and is associated with higher total protein concentrations. | An interpretive report will be provided. | A pleural fluid total protein to serum total protein ratio of above 0.5 is most consistent with exudative effusion.(2,5) A peritoneal fluid total protein of above 2.5 g/dL in patients with a high serum ascites albumin gradient can be caused by heart failure. A peritoneal fluid total protein of over 1.0 g/dL helps to differentiate secondary from spontaneous bacterial peritonitis in conjunction with other laboratory, imaging, and clinical findings.(6,7,8) The usefulness of measuring total protein in pericardial fluid is not well documented. Results may be interpreted in conjunction with serum or plasma total protein concentrations. The usefulness of measuring total protein in synovial fluid is limited as it has poor sensitivity and specificity for differentiating inflammatory vs noninflammatory causes and should be interpreted in conjunction with other clinical findings.(9) All other fluids: Total protein may be used to differentiate transudative from exudative effusions. The decision limits are not well defined in fluids other than pleural fluid and should be interpreted in conjunction with other clinical findings.(10) | In very rare cases, gammopathy, particularly type IgM (Waldenstrom macroglobulinemia), may cause unreliable results. | 1. Block DR, Florkowski CM: Body fluids. In: Rifai N, Horvath AR, Wittwer CT. eds. Tietz Textbook of Clinical Chemistry and Molecular Diagnostics. 6th ed. Elsevier; 2018:chap 43 2. Light RW. The Light criteria: the beginning and why they are useful 40 years later. Clin Chest Med. 2013;34(1):21-26 3. Porcel JM. Identifying transudates misclassified by Light's criteria. Curr Opin Pulm Med. 2013;19(4):362-367 4. Block DR, Genzen JR: Diagnostic body fluid testing. In: Clarke W, ed. Contemporary Practice in Clinical Chemistry. 3rd ed. AACC Press; 2016:773-775 5. Sahn SA. Getting the most from pleural fluid analysis. Respirology. 2012;17(2):270-277 6.Runyon BA; AASLD. Introduction to the revised American Association for the Study of Liver Diseases Practice Guideline management of adult patients with ascites due to cirrhosis 2012. Hepatology. 2013;57(4):1651-1653. doi:10.1002/hep.26359 7.McGibbon A, Chen GI, Peltekian KM, van Zanten SV. An evidence-based manual for abdominal paracentesis. Dig Dis Sci. 2007;52(12):3307-3315 8. Runyon BA, Montano AA, Akriviadis EA, Antillon MR, Irving MA, McHutchison JG. The serum-ascites gradient is superior to the exudate-transudate concept in the differential diagnosis of ascites. Ann Intern Med. 1992;117(3):215-220 9. Shmerling RH, Delbanco TL, Tosteson AN, Trentham DE. Synovial fluid tests: what should be ordered? JAMA. 1990;264(8):1009-1014 10. Brunzel NA: Pleural, pericardial, and peritoneal fluid analysis. In: Fundamentals of Urine and Body Fluid Analysis. WB Saunders Company; 1994:406 | Divalent copper reacts in alkaline solution with protein peptide bonds to form the characteristic purple-colored biuret complex. Sodium potassium tartrate prevents the precipitation of copper hydroxide and potassium iodide prevents auto-reduction of copper. The color intensity is directly proportional to the protein concentration which can be determined photometrically.(Package insert: Protein. Roche Diagnostics;03/2022) | Same day/1 to 2 days | 1 week | This test has been modified from the manufacturer's instructions. Its performance characteristics were determined by Mayo Clinic in a manner consistent with CLIA requirements. This test has not been cleared or approved by the US Food and Drug Administration. | 84157 | Protein, Total, BF | 2881-1 | FLD23 | Fluid Type, Protein, Total | 14725-6
PRCON | Protein, Total, Random, Urine | Measurement of total protein for the assessment of orthostatic proteinuria | Only orderable as part of a profile. For more information see: ORTHP / Orthostatic Proteinuria, Random, Urine Turbidimetry | Yes | Protein, Total, Random, U | Urine | Only orderable as part of a profile. For more information see: ORTHP / Orthostatic Proteinuria, Random, Urine Patient Preparation:Specimens should be collected before fluorescein is given or not collected until at least 24 hour later. Container/Tube:Plastic, 5-mL tube Specimen Volume:4 mL Collection Instructions: 1. This is a nighttime (supine) collection. 2. Void immediately prior to lying down. 3. Collect an 8-hour (nighttime) urine specimen. 4. Upon awaking in the morning, the patient should immediately void into the specimen cup. 4. No preservative. 5. Invert well before taking 4-mL (maximum) aliquot. |  | Orthostatic proteinuria refers to the development of increased proteinuria that develops only when the person is upright and resolves when recumbent or supine. This condition is usually seen in children, adolescents, or young adults and accounts for the majority of cases of proteinuria in childhood. Orthostatic proteinuria usually does not indicate significant underlying renal pathology and is usually not associated with other urine abnormalities such as hypoalbuminemia, hematuria, red blood cell casts, fatty casts, etc. Orthostatic proteinuria typically resolves over time. This test evaluates for this condition by demonstrating either significant proteinuria, even while supine, or normal protein excretion. Significant proteinuria, even while supine, suggests that the patient does not have orthostatic proteinuria while normal protein excretion supports the diagnosis. This test is typically done on three consecutive mornings to provide more robust support for the diagnosis. | Not established | First-morning urine protein-to-creatinine ratio of less than 0.20 mg/mg creatinine supports the diagnosis of orthostatic proteinuria, while a result greater than 0.20 mg/mg creatinine does not support this diagnosis. Further investigation into other etiologies for proteinuria may be warranted. | False proteinuria may be due to contamination of urine with menstrual blood, prostatic secretions, or semen. Normal newborn infants may have higher excretion of protein in urine during the first 3 days of life. The presence of hemoglobin elevates protein concentration. Protein electrophoresis and immunofixation may be required to characterize and interpret the proteinuria. | 1. Brunzel N: Chemical examination of urine. In: Fundamentals of Urine and Body Fluids. 4th ed. Saunders; 2018:92-94 2. Wilson DM, Anderson RL: Protein-osmolality ratio for the quantitative assessment of proteinuria from a random urinalysis sample. Am J Clin Pathol. 1993 Oct;100(4):419-424 3. Morgenstern BZ, Butani L, Wollan P, Wilson DM, Larson TS: Validity of protein-osmolality versus protein-creatinine ratios in the estimation of quantitative proteinuria from random samples of urine in children. Am J Kidney Dis. 2003 Apr;41(4):760-766 4. Rinehart BK, Terrone DA, Larmon JE, Perry KG Jr, Martin RW, Martin JN Jr: A 12-hour urine collection accurately assesses proteinuria in hospitalized hypertensive gravida. J Perinatol. 1999 Dec;19(8 Pt 1):556-558 5. Adelberg AM, Miller J, Doerzbacher M, Lambers DS: Correlation of quantitative protein measurements in 8-, 12-, and 24-hour urine samples for diagnosis of preeclampsia. Am J Obstet Gynecol. 2001 Oct;185(4):804-807 6. Robinson RR: Isolated proteinuria in asymptomatic patients. Kidney Int. 1980 Sep;18(3):395-406 7. Dube J, Girouard J, Leclerc P, Douville P: Problems with the estimation of urine protein by automated assays. Clin Biochem. 2005 May;38(5):479-485 8. Koumantakis G, Wyndham L: Fluorescein interference with urinary creatinine and protein measurements. Clin Chem. 1991 Oct;37(10 Pt 1):1799 9. Lamb EJ, Jones GRD: Kidney function tests. In: Rifai N, Horvath AR, Wittwer CT, eds. Tietz Textbook of Clinical Chemistry and Molecular Diagnostics. 6th ed. Elsevier; 2018:479-517 | The sample is preincubated in an alkaline solution containing EDTA, which denatures the protein and eliminates interference from magnesium ions. Benzethonium chloride is then added, producing turbidity.(Package insert: Total Protein Urine/CSF. Roche Diagnostics; V13.0, 11/2018) | Same day/1 to 7 days | 7 days | This test has been cleared, approved, or is exempt by the US Food and Drug Administration and is used per manufacturer's instructions. Performance characteristics were verified by Mayo Clinic in a manner consistent with CLIA requirements. | 84156 | Protein, Total, Random, U | 2888-6 | PRCON | Protein, Total, Random, U | 2888-6
TP | Protein, Total, Serum | Diagnosis and treatmentof a variety of diseases involving the liver, kidney, or bone marrow,as well as other metabolic or nutritional disorders | Colorimetric, Biuret | Yes | Protein, Total, S | Serum | Collection Container/Tube: Preferred:Serum gel Acceptable:Red top Submission Container/Tube:Plastic vial Specimen Volume:0.5 mL Collection Instructions: 1. Serum gel tubes should be centrifuged within 2 hours of collection. 2. Red-top tubes should be centrifuged, and the serum aliquoted into a plastic vial within 2 hours of collection. | 0.25 mL | Plasma proteins are synthesized predominantly in the liver;immunoglobulins are synthesized by mononuclear cells of lymphnodes, spleen and bone marrow. The 2 general causes of alterationsof serum total protein are a change in the volume of plasma waterand a change in the concentration of 1 or more of the specificproteins in the plasma. Of the individual serum proteins, albumin ispresent in such high concentrations that low levels of this protein alonemay cause hypoproteinemia. Hemoconcentration (decrease in the volume of plasma water) results inrelative hyperproteinemia; hemodilution results in relativehypoproteinemia. In both situations, concentrations of all the individualplasma proteins are affected to the same degree. Hyperproteinemia may be seen in dehydration due to inadequate waterintake or to excessive water loss (eg, severe vomiting, diarrhea, Addison disease, and diabetic acidosis) or as a result of increased productionof proteins. Increased polyclonal protein production is seen in reactive,inflammatory processes; increased monoclonal protein production is seenin some hematopoietic neoplasms (eg, multiple myeloma, Waldenstrom macroglobulinemia, monoclonal gammopathy of undeterminedsignificance). | > or =1 year: 6.3-7.9 g/dL Reference values have not been established for patients who are <12 months of age. | Mild hyperproteinemia may be caused by an increase in the concentrationof specific proteins normally present in relatively low concentration,eg, increases in acute phase reactants and polyclonalimmunoglobulinsproduced in inflammatory states, late-stage liver disease, and infections.Moderate-to-marked hyperproteinemia may also be due to multiplemyeloma and other malignant paraproteinemias, although normal totalprotein levels do not rule out these disorders. A serum proteinelectrophoresis should be performed to evaluate the cause of theelevated serum total protein. Hypoproteinemia may be due to decreased production(eg, hypogammaglobulinemia) or increased protein loss(eg, nephrotic syndrome, protein-losing enteropathy). A serumprotein electrophoresis should be performed to evaluate thecause of the decreased serum total protein. If a nephrotic patternis identified, urine protein electrophoresis should also be performed. | The total protein concentration is 0.4 to 0.8 mg/dL lower when thespecimen is collected from a patient in therecumbentposition. | 1. Rifai N, Horvath AR, Wittwer CT, eds. Tietz Textbook of Clinical Chemistry and Molecular Diagnostics. 6th ed. Elsevier, 2018 2. Killingsworth LM: Plasma proteins in health and disease. Crit Rev Clin Lab Sci. 1979;11:1-30 | Divalent copper reacts in alkaline solution with protein peptide bonds to form the characteristic purple-colored biuret complex. Sodium potassium tartrate prevents the precipitation of copper hydroxide and potassium iodide prevents autoreduction of copper. The color intensity is directly proportional to the protein concentration which can be determined photometrically.(Package insert: Roche Total Protein reagent. Roche Diagnostics; 11/2019) | Same day/1 to 2 days | 7 days | This test has been cleared, approved, or is exempt by the US Food and Drug Administration and is used per manufacturer's instructions. Performance characteristics were verified by Mayo Clinic in a manner consistent with CLIA requirements. | 84155 | Protein, Total, S | 2885-2 | TP | Protein, Total, S | 2885-2
TPSF | Protein, Total, Spinal Fluid | Detecting disruptions of the blood-brain barrier or intrathecal synthesis of immunoglobulins | Reflectance Spectrophotometry | Yes | Protein, Total, CSF | CSF | Container/Tube:Sterile vial Specimen Volume:1 mL Collection Instructions:Centrifuge specimen to remove any cellular material. | 0.25 mL | Cerebrospinal fluid (CSF) proteins are those that remain in CSF following the ultrafiltration of plasma through the choroidal capillary wall. Some proteins that are unique to CSF are synthesized in the central nervous system. In general, diseases that interrupt the integrity of the capillary endothelial barrier lead to an increase in the total CSF protein. CSF protein is generally increased in all types of meningitis, cerebral infarction, brain abscess, meningovascular syphilis, subarachnoid hemorrhage, some brain tumors, trauma to the brain, some cases of multiple sclerosis, encephalomyelitis, and degenerative neurologic diseases. A decreased CSF protein may occur in water intoxication, CSF leak (CSF rhinorrhea or otorrhea), and hyperthyroidism. | > or =12 months: 0-35 mg/dL Reference values have not been established for patients that are <12 months of age. | Striking elevations of cerebrospinal fluid (CSF) total protein are noted in bacterialmeningitis; smaller elevations occur in the other inflammatorydiseases and with tumor or hemorrhage. The effect of any of theseconditions is that the proportions of specific proteins in CSFincreasingly resemble serum. In order to assess increased permeability or increased intrathecalproduction of proteins, simultaneous serum specimen and CSFspecimens should be taken. | Increasedcerebrospinal fluid (CSF) total protein is sensitive, but not specific, for detecting disruptions of the blood-brain barrier or intrathecal synthesis of immunoglobulins. The presence of hemoglobin in CSF will cause an increase in measured total protein by this method. Internal validation studies have been conducted to estimate the contribution of hemolysis to the measured total protein concentration, and are appended to the result as a comment in these situations. Results should be interpreted with caution as hemolysis may be present due to traumatic lumbar puncture or due to a CNS hemorrhagic process. Specimens should be collected prior to the intrathecal administration of contrast media. Significant positive bias can occur when CSF contains contrast media.Examples of contrast media include Iopamidol, Iohexol, and Metrizamide. Blood in the CSF specimen invalidates the protein value. | 1. Tietz Textbook of Clinical Chemistry. Fourth edition. Edited by CA Burtis, ER Ashwood, DE Bruns. Philadelphia, WB Saunders Company, 2006 2. Killingsworth LM: Clinical applications of protein determinations in biological fluids other than blood. Clin Chem 1982;28:1093-1103 3.Henryâ€™s Clinical Diagnosis and Management by Laboratory Methods. Cerebrospinal, synovial, and serous body fluids.Edited by McPherson and Pincus. Philadelphia, WB Saunders Co, 2007, 431-435 | Patient sample is deposited on the slide and is evenly distributed by the spreading layer. Protein in the sample forms a complex with cupric ion and results in the dissociation of the cupric ion from the copper-azo dye complex. The decrease of the copper-azo dye complex is measured by the reflectance spectrophotometry and is proportional to the concentration of proteins in the sample.(Package insert:Vitros Chemistry Products Instructions for Use-PROT Slides, Ortho-Clinical Diagnostics, Inc. Rochester, NY 14626) | Same day/1 to 2 days | 7 days | This test has been cleared, approved, or is exempt by the US Food and Drug Administration and is used per manufacturer's instructions. Performance characteristics were verified by Mayo Clinic in a manner consistent with CLIA requirements. | 84157 | Protein, Total, CSF | 2880-3 | TPSF | Protein, Total, CSF | 2880-3
RPTU1 | Protein/Creatinine Ratio, Random, Urine | Evaluation of renal disease Screening for monoclonal gammopathy | PTCON: Turbidimetry CRETR: Enzymatic Colorimetric Assay RATO3: Calculation | Yes | Protein/Creatinine Ratio, Random, U | Urine | PatientPreparation: Specimens should be collected before fluorescein is given or not collected until at least 24 hour later. Supplies:Sarstedt Aliquot Tube, 5 mL (T914) Container/Tube: Plastic vial SpecimenVolume: 4 mL CollectionInstructions: 1. Collect a random urine specimen. 2. No preservative. 3. Invert well before taking 4 mL aliquot. 4. Do not over fill aliquot tube, 4 mL at most. | 1 mL | Protein in urine is normally composed of a combination of plasma-derived proteins that have been filtered by glomeruli and have not been reabsorbed by the proximal tubules and proteins secreted by renal tubules or other accessory glands. Increased amounts of protein in the urine may be due to: -Glomerular proteinuria: Caused by defects in permselectivity of the glomerular filtration barrier to plasma proteins (eg, glomerulonephritis or nephrotic syndrome) -Tubular proteinuria: Caused by incomplete tubular reabsorption of proteins (eg, interstitial nephritis) -Overflow proteinuria: Caused by increased plasma concentration of proteins (eg, multiple myeloma, myoglobinuria) | > or =18 years: <0.18 mg/mg creatinine Reference values have not been established for patients younger than 18 years of age. | Total protein of greater than 500 mg/24 hours should be evaluated by immunofixation to determine if a monoclonal immunoglobulin light chain is present and, if so, identify it as either kappa or lambda type. Urinary protein levels may rise to 300 mg/24 hours in healthy individuals after vigorous exercise. Low-grade proteinuria may be seen in inflammatory or neoplastic processes involving the urinary tract. In a random urine specimen, a protein:creatinine or protein:osmolality ratio can be used to roughly approximate 24-hour excretion rates. The normal protein-to-osmolality ratio is less than 0.42.(1) For patients younger than 18 years of age, no reference range has been established. | False proteinuria may be due to contamination of urine with menstrual blood, prostatic secretions, or semen. Normal newborn infants may have higher excretion of protein in urine during the first 3 days of life. The presence of hemoglobin elevates protein concentration. Protein electrophoresis and immunofixation may be required to characterize and interpret the proteinuria. | 1. Brunzel N: Chemical examination of urine. In: Fundamentals of Urine and Body Fluids. 4th ed. Saunders; 2018:92-94 2. Wilson DM, Anderson RL: Protein-osmolality ratio for the quantitative assessment of proteinuria from a random urinalysis sample. Am J Clin Pathol. 1993 Oct;100(4):419-424 3. Morgenstern BZ, Butani L, Wollan P, Wilson DM, Larson TS: Validity of protein-osmolality versus protein-creatinine ratios in the estimation of quantitative proteinuria from random samples of urine in children. Am J Kidney Dis. 2003 Apr;41(4):760-766 4. Rinehart BK, Terrone DA, Larmon JE, Perry KG Jr, Martin RW, Martin JN Jr: A 12-hour urine collection accurately assesses proteinuria in hospitalized hypertensive gravida. J Perinatol. 1999 Dec;19(8 Pt 1):556-558 5. Adelberg AM, Miller J, Doerzbacher M, Lambers DS: Correlation of quantitative protein measurements in 8-, 12-, and 24-hour urine samples for diagnosis of preeclampsia. Am J Obstet Gynecol. 2001 Oct;185(4):804-807 6. Robinson RR: Isolated proteinuria in asymptomatic patients. Kidney Int. 1980 Sep;18(3):395-406 7. Dube J, Girouard J, Leclerc P, Douville P: Problems with the estimation of urine protein by automated assays. Clin Biochem. 2005 May;(38):479-485 8. Koumantakis G, Wyndham L: Fluorescein interference with urinary creatinine and protein measurements. Clin Chem. 1991 Oct;37(10 Pt 1):1799 9. Lamb EJ, Jones GRD: Kidney function tests. In: Rifai N, Horvath AR, Wittwer CT, eds. Tietz Textbook of Clinical Chemistry and Molecular Diagnostics. 6th ed. Elsevier; 2018:479-517 | Protein: The sample is preincubated in an alkaline solution containing EDTA, which denatures the protein and eliminates interference from magnesium ions. Benzethonium chloride is then added, producing turbidity.(Package insert: Total Protein Urine/CSF. Roche Diagnostics; V13.0, 11/2018) Creatinine: The enzymatic method is based on the determination of sarcosine from creatinine with the aid of creatininase, creatinase, and sarcosine oxidase. The liberated hydrogen peroxide is measured via a modified Trinder reaction using a colorimetric indicator. Optimization of the buffer system and the colorimetric indicator enables the creatinine concentration to be quantified both precisely and specifically.(Package insert: Creatinine plus v2. Roche Diagnostics; V15.0, 03/2019) | Same day/1 day | 7 days | This test has been cleared, approved, or is exempt by the US Food and Drug Administration and is used per manufacturer's instructions. Performance characteristics were verified by Mayo Clinic in a manner consistent with CLIA requirements. | 8415682570 | Protein/Creatinine Ratio, Random, U | 87434-7 | RATO3 | Protein/Creatinine Ratio | 2890-2
RATO2 | Protein/Creatinine, Random, Urine | Calculation of total protein concentration per creatinine concentration | Only orderable as part of a profile. For more information see ORTHP / Orthostatic Proteinuria, Random, Urine. Calculation | Yes | Protein/Creatinine Ratio | Urine | Only orderable as part of a profile. For more information see ORTHP / Orthostatic Proteinuria, Random, Urine. |  | Orthostatic proteinuria refers to the development of increased proteinuria that develops only when the person is upright and resolves when recumbent or supine. This condition is usually seen in children, adolescents, or young adults, and accounts for the majority of cases of proteinuria in childhood. Orthostatic proteinuria usually does not indicate significant underlying renal pathology, and is usually not associated with other urine abnormalities such as hypoalbuminemia, hematuria, red blood cell casts, fatty casts, etc. Orthostatic proteinuria typically resolves over time. This test evaluates for this condition by demonstrating either significant proteinuria, even while supine, or normal protein excretion. Significant proteinuria, even while supine, suggests that the patient does not have orthostatic proteinuria while normal protein excretion supports the diagnosis. This test is typically done on three consecutive mornings to provide more robust support for the diagnosis. | Only orderable as part of a profile. For more information see ORTHP / Orthostatic Proteinuria, Random, Urine. > or =18 years: <0.18 mg/mg creatinine Reference values have not been established for patients younger than 18 years of age. | First-morning urine protein-to-creatinine ratio below 0.20 mg/mg creatinine supports the diagnosis of orthostatic proteinuria, while a result above 0.20 mg/mg creatinine does not support this diagnosis. Further investigation into other etiologies for proteinuria may be warranted. | False proteinuria may be due to contamination of urine with menstrual blood, prostatic secretions, or semen. Normal newborn infants may have higher excretion of protein in urine during the first 3 days of life. The presence of hemoglobin elevates protein concentration. Protein electrophoresis and immunofixation may be required to characterize and interpret the proteinuria. | 1. Brunzel N: Chemical examination of urine. In: Fundamentals of Urine and Body Fluids. 4th ed. Saunders; 2018:92-94 2. Wilson DM, Anderson RL: Protein-osmolality ratio for the quantitative assessment of proteinuria from a random urinalysis sample. Am J Clin Pathol. 1993 Oct;100(4):419-424 3. Morgenstern BZ, Butani L, Wollan P, Wilson DM, Larson TS: Validity of protein-osmolality versus protein-creatinine ratios in the estimation of quantitative proteinuria from random samples of urine in children. Am J Kidney Dis. 2003 Apr;41(4):760-766 4. Rinehart BK, Terrone DA, Larmon JE, Perry KG Jr, Martin RW, Martin JN Jr: A 12-hour urine collection accurately assesses proteinuria in hospitalized hypertensive gravida. J Perinatol. 1999 Dec;19(8 Pt 1):556-558 5. Adelberg AM, Miller J, Doerzbacher M, Lambers DS: Correlation of quantitative protein measurements in 8-, 12-, and 24-hour urine samples for diagnosis of preeclampsia. Am J Obstet Gynecol. 2001 Oct;185(4):804-807 6. Robinson RR: Isolated proteinuria in asymptomatic patients. Kidney Int. 1980 Sep;18(3):395-406 7. Dube J, Girouard J, Leclerc P, Douville P: Problems with the estimation of urine protein by automated assays. Clin Biochem. 2005 May;(38):479-485 8. Koumantakis G, Wyndham L: Fluorescein interference with urinary creatinine and protein measurements. Clin Chem. 1991 Oct;37(10 Pt 1):1799 9. Lamb EJ, Jones GRD: Kidney function tests. In: Rifai N, Horvath AR, Wittwer CT, eds. Tietz Textbook of Clinical Chemistry and Molecular Diagnostics. 6th ed. Elsevier; 2018:479-517 | This test is a calculation to provide the total protein per creatinine ratio. This calculation is performed by the laboratory information system, SCC Soft. | Same day/1 day |  | This test has been cleared, approved, or is exempt by the US Food and Drug Administration and is used per manufacturer's instructions. Performance characteristics were verified by Mayo Clinic in a manner consistent with CLIA requirements. |  | Protein/Creatinine Ratio | 2890-2 | RATO2 | Protein/Creatinine Ratio | 2890-2
PR3 | Proteinase 3 Antibodies, IgG, Serum | Evaluating patients with clinical features of anti-neutrophil cytoplasmic antibody (ANCA)-associated vasculitis, specifically granulomatosis with polyangiitis (GPA), microscopic polyangiitis, and eosinophilic granulomatosis with polyangiitis Distinguishing between GPA and other forms of ANCA-associated vasculitis, in conjunctionwith myeloperoxidase antibody and cytoplasmic neutrophil antibody testing Following treatment response or monitoring disease activity in patients with proteinase 3 antibodies | Multiplex Flow Immunoassay | Yes | Proteinase 3 Ab (PR3), S | Serum | Supplies:Sarstedt Aliquot Tube 5 mL (T914) Collection Container/Tube: Preferred:Serum gel Acceptable:Red top Submission Container/Tube:Plastic vial Specimen Volume:0.5 mL Collection Instructions:Centrifuge and aliquot serum into a plastic vial. | 0.35 mL | Anti-neutrophil cytoplasmic antibody (ANCA)-associated vasculitides are characterized by a pauci-immune inflammation within the walls of small blood vessels.(1) There are 3 specific diseases which are identified as ANCA-associated vasculitides: microscopic polyangiitis (MPA), granulomatosis with polyangiitis (GPA), and eosinophilic granulomatosis with polyangiitis (EGPA). The serological hallmark of these disorders is the presence of ANCA, which are antibodies that bind to cytoplasmic antigens found in the granules of neutrophils.(2) Patients with GPA frequently have antibodies specific for proteinase 3 (PR3), while individuals with MPA or EGPA are more likely to have antibodies that bind to myeloperoxidase (MPO). The presence of PR3-ANCA and MPO-ANCA can be detected using antigen-specific immunoassays or indirect immunofluorescence (IIF). IIF is typically performed using ethanol-fixed neutrophils. Using this substrate, anti-PR3 antibodies produce a granular cytoplasmic staining pattern, which is referred to as cANCA. In comparison, due to an artefact that is a result of the fixation process, anti-MPO antibodies display a perinuclear pattern (pANCA). Patients with suspected ANCA-associated vasculitis should be evaluated for the presence of PR3-ANCA, MPO-ANCA and ANCA by IIF. A consensus guideline published in 2017 recommends that patients with possible GPA or MPA be tested for PR3-ANCA and MPO-ANCA using antigen-specific immunoassays.(3) ANCA by IIF should then be used in cases where there is a high degree of suspicion for GPA or MPA, but the PR3-ANCA and MPO-ANCA testing is negative. To improve specificity of the testing, this guideline also suggests that ANCA be used in situations where a low-positive PR3-ANCA or MPO-ANCA level is detected. The classification criteria for MPA, GPA, and EGPA published by the American College of Rheumatology and the European Alliance of Associations for Rheumatology include PR3-ANCA and MPO-ANCA detected by either antigen-specific immunoassay or IIF.(4-6) These classification criteria incorporate serological ANCA testing along with clinical symptoms, imaging, and biopsy results to determine a score that allows for the classification of the various ANCA-associated vasculitides. | <0.4 U (negative) 0.4-0.9 U (equivocal) > or =1.0 U (positive) Reference values apply to all ages. | Positive results for proteinase 3 (PR3) anti-neutrophil cytoplasmic antibodies (ANCA) by antigen-specific immunoassay and cytoplasmic ANCA by indirect immunofluorescence are consistent with the diagnosis of granulomatosis with polyangiitis (GPA), in patients with the appropriate clinical presentation. The reactivity of PR3-ANCA may decline with treatment of patients with GPA. | A positive result for proteinase 3 (PR3)-anti-neutrophil cytoplasmic antibodies (ANCA), myeloperoxidase (MPO)-ANCA, or ANCA by indirect immunofluorescence is not diagnostic for any ANCA-associated vasculitis and must be interpreted in the clinical context of the patient. Negative results for PR3-ANCA, MPO ANCA, and ANCA by IIF do not exclude the possibility of ANCA-associated vasculitis. Monitoring reactivity of PR3-ANCA or MPO-ANCA should not be relied upon exclusively to evaluate response to treatment or to assess for risk of disease flare. | 1. Kitching AR, Anders HJ, Basu N, et al. ANCA-associated vasculitis. Nat Rev Dis Primers. 2020;6(1):71 2. Ramponi G, Folci M, De Santis M, et al. The biology, pathogenetic role, clinical implications, and open issues of serum anti-neutrophil cytoplasmic antibodies. Autoimmun Rev. 2021;20(3):102759 3. Bossuyt X, Cohen Tervaert JW, Arimura Y, et al. Position paper: Revised 2017 international consensus on testing of ANCAs in granulomatosis with polyangiitis and microscopic polyangiitis. Nat Rev Rheumatol. 2017;13(11):683-692 4. Suppiah R, Robson JC, Grayson PC, et al. 2022 American College of Rheumatology/European Alliance of Associations for Rheumatology classification criteria for microscopic polyangiitis. Ann Rheum Dis. 2022;81(3):321-326. doi:10.1136/annrheumdis-2021-221796 5. Robson JC, Grayson PC, Ponte C, et al. 2022 American College of Rheumatology/European Alliance of Associations for Rheumatology classification criteria for granulomatosis with polyangiitis. Ann Rheum Dis. 2022;81(3):315-320. doi:10.1136/annrheumdis-2021-221795 6. Grayson PC, Ponte C, Suppiah R, et al. 2022 American College of Rheumatology/European Alliance of Associations for Rheumatology classification criteria for eosinophilic granulomatosis with polyangiitis. Ann Rheum Dis. 2022;81(3):309-314. doi:10.1136/annrheumdis-2021-221794 | Proteinase 3 (PR3) antigen is covalently coupled to polystyrene microspheres that are impregnated with fluorescent dyes to create a unique fluorescent signature. PR3 antibodies, if present in diluted serum, bind to the PR3 antigen on the microspheres. The microspheres are washed to remove extraneous serum proteins. Phycoerythrin (PE)-conjugated antihuman IgG antibody is then added to detect anti-PR3 IgG bound to the microspheres. The microspheres are washed to remove unbound conjugate, and bound conjugate is detected by laser photometry. A primary laser reveals the fluorescent signature of each microsphere to distinguish it from microspheres that are labeled with other antigens. A secondary laser reveals the level of PE fluorescence associated with each microsphere. Results are calculated by comparing the median fluorescence response for PR3 microspheres to a 4-point calibration curve.(Package insert: Bio-Plex 2200 Vasculitis. Bio-Rad Laboratories; 12/2018) | 2 to 3 days | 14 days | This test has been cleared, approved, or is exempt by the US Food and Drug Administration and is used per manufacturer's instructions. Performance characteristics were verified by Mayo Clinic in a manner consistent with CLIA requirements. | 83516 | Proteinase 3 Ab (PR3), S | 74106-6 | PR3 | Proteinase 3 Ab (PR3), S | 74106-6
FPF12 | Prothrombin Fragment 1+2 MoAb |  | Enzyme-Linked Immunosorbent Assay | Yes | Prothrombin Fragment 1+2 MoAb | Plasma Na Cit | Specimen Type: Citrated plasma Collection Container/Tube: Light-blue top (citrate) Specimen Volume: 2 mL Collection Instructions: Draw blood in a light blue-top (Sodium citrate) tube(s). Spin down and send 2 mL citrated plasma frozen in a plastic vial. Note: Separate specimens must be submitted when multiple tests are ordered. | 1 mL (Note: This volume does not allow for repeat testing.) |  | <326 Pre-analytical conditions such as a difficult draw may spuriously increase test results. |  |  |  |  | 4 to 13 days |  |  | 83520 | Prothrombin Fragment 1+2 MoAb | 27824-2 | FPF12 | Prothrombin Fragment 1+2 MoAb | 27824-2
PTNT | Prothrombin G20210A Mutation, Blood | Patients with clinically suspected thrombophilia Determination of the duration of anticoagulation therapy of venous thromboembolism patients Screening for women contemplating hormone therapy | Direct Variant Analysis | Yes | Prothrombin G20210A Mutation, B | Whole blood | Patient Preparation:A previous bone marrow transplant from an allogenic donor will interfere with testing. Call 800-533-1710 for instructions for testing patients who have received a bone marrow transplant. Container/Tube: Preferred:Lavender top (EDTA) Acceptable:Yellow top (ACD solution B), light-blue top (sodium citrate) Specimen Volume:3 mL Collection Instructions: 1. Invert several times to mix blood. 2. Send specimen in original tube.Do notaliquot. | 1 mL | The prothrombin (PT)F2c.*97G>A (legacy G20210A) variant is a common variant within the 3' untranslated region of the prothrombin gene, affecting 1.5% to 3% of white Americans, especially persons of southern European ancestry. TheF2c.*97G>A variant is less common among African Americans (carrier frequency of 0.4%). TheF2c.*97G>A variant is associated with a 3-fold increased risk of venous thromboembolism due to increased plasma prothrombin activity among carriers. | Negative | The results will be reported as: -Negative for the c.*97G>A variant -Heterozygous for the c.*97G>A variant -Homozygous for the c.*97G>A variant | This assay will not detect alterations in individuals with thrombophilia caused by mechanisms other than the prothrombinF2c.*97G>A variant. Rare single nucleotide variants under the primers can cause preferential amplification of one allele. In many cases, there is no indication that this interference has occurred. Consequently, the analysis could be done on data from only one allele, which may cause a false-negative result or an incorrect allele frequency (homozygous instead of heterozygous). Patients receiving allogenic stem cell transplants prior to having blood drawn for DNA based testing may have false-normal or abnormal results depending on the genotype of the stem cell donor. Consultations with the Mayo Clinic Special Coagulation Clinic Thrombophilia Center, and/or Medical Genetics are available and may be especially helpful in complex cases or in situations in which the diagnosis is atypical or uncertain. Genetic counseling is recommended before testing asymptomatic family members. | 1. Poort SR, Rosendaal FR, Reitsma PH, Bertina RM: A common genetic variation in the 3'untranslated region of the prothrombin gene is associated with elevated plasma prothrombin levels and an increase in venous thrombosis. Blood. 1996;10:3698-3703 2. Makris M, Preston FE, Beauchamp NJ, et al:Co-inheritance of the 20210 A allele of the prothrombin gene increases the risk of thrombosis in subjects with familial thrombophilia. Thromb Haemost. 1997;78:1426-1429 3. De Stefano V, Martinelli I, Mannucci PM, et al:The risk of recurrent venous thrombosis among heterozygous carriers of both factor V Leiden and the G20210A prothrombin mutation. N Engl J Med. 1999;341:801-806 4. Freed J, Bauer KA: Thrombophilia: clinical and laboratory assessment and management. In: Kitchens CS, Kessler CM, Konkle BA, Streiff MB, Garcia DA, eds. Consultative Hemostasis and Thrombosis. 4th ed. Elsevier; 2019:242-265 | An allelic discrimination assay is set up using TaqMan chemistry. End-products are analyzed using a real-time polymerase chain reaction instrument for genotype detection.(Package insert: TaqMan SNP Genotyping Assays. Applied Biosystems; 2014) | 3 to 5 days | Whole blood: 2 weeks | This test was developed and its performance characteristics determined by Mayo Clinic in a manner consistent with CLIA requirements. It has not been cleared or approved by the US Food and Drug Administration. | 81240-F2 (prothrombin, coagulation factor II) (eg, hereditary hypercoagulability) gene analysis, 20210G>A variant | Prothrombin G20210A Mutation, B | 24475-6 | 21806 | PTNT Reviewed By | 18771-6
PTSC | Prothrombin Time (PT), Plasma | Screening to identify a deficiency of one or more of the clotting factors of the extrinsic coagulation system (I, II, V, VII, X) due to hereditary deficiency or acquired conditions such as liver disease, vitamin K deficiency, or a specific factor inhibitor Monitoring patients on oral anticoagulant therapy to maintain a patient in a safe therapeutic range | Only orderable as part of a profile or reflex. For more information see: ALUPP / Lupus Anticoagulant Profile, Plasma ALBLD / Bleeding Diathesis Profile, Limited, Plasma AATHR / Thrombophilia Profile, Plasma and Whole Blood APROL / Prolonged Clot Time Profile, Plasma ADIC / Disseminated Intravascular Coagulation/Intravascular Coagulation and Fibrinolysis (DIC/ICF) Profile, Plasma Optical Clot-Based | Yes | Prothrombin Time (PT), P | Plasma Na Cit | Only orderable as part of a profile or reflex. For more information see: ALUPP / Lupus Anticoagulant Profile, Plasma ALBLD / Bleeding Diathesis Profile, Limited, Plasma AATHR / Thrombophilia Profile, Plasmaand Whole Blood APROL / Prolonged Clot Time Profile, Plasma ADIC /Disseminated Intravascular Coagulation/Intravascular Coagulation and Fibrinolysis (DIC/ICF) Profile, Plasma |  | This assay is used to monitor oral anticoagulant therapy to maintain a patient in a safe therapeutic range. In the absence of oral anticoagulant therapy, a prolonged prothrombin time indicates deficiency of one or more factors (I, II, V, VII, or X) or the presence of a coagulation inhibitor. The prothrombin time is also reported as the INR (International Normalized Ratio), based on the ISI (International Sensitivity Index) assigned to the thromboplastin and coagulometer. This assay is used for monitoring "stable" oral anticoagulation. A mixing test of patient and normal plasma (1:2) can be performed, if indicated, to differentiate coagulation factor deficiency from inhibition. | Only orderable as part of a profile or reflex. For more information see: ALUPP / Lupus Anticoagulant Profile, Plasma ALBLD / Bleeding Diathesis Profile, Limited, Plasma AATHR / Thrombophilia Profile, Plasmaand Whole Blood APROL / Prolonged Clot Time Profile, Plasma ADIC /Disseminated Intravascular Coagulation/Intravascular Coagulation and Fibrinolysis (DIC/ICF) Profile, Plasma PROTHROMBIN TIME 9.4-12.5 seconds INTERNATIONAL NORMALIZED RATIO (INR) 0.9-1.1 Standard intensity warfarin therapeutic range: 2.0-3.0 High intensity warfarin therapeutic range: 2.5-3.5 | Prolongation of the prothrombin time (PT) can occur as a result of deficiency of one or more coagulation factors (acquired or congenital in origin), or the presence of an inhibitor of coagulation such as heparin, a lupus anticoagulant, a "nonspecific" inhibitor such as a monoclonal immunoglobulin, or a specific coagulation factor inhibitor. PT mixing study, using equal volume patient and normal pool plasma, may be performed on specimens with a prolonged PT to assist in differentiating coagulation factor deficiencies from coagulation inhibitors. Correction of the PT mix to within the normal reference range usually indicates a coagulation factor deficiency (normal plasma in the mixture ensures at least 50% activity of all coagulation factors). If the prolonged PT is due to an inhibitor (eg, specific coagulation factor inhibitor, lupus anticoagulant, heparin), the PT mix typically fails to correct a prolonged PT. However, the presence of a weak inhibitor may be missed by the PT mixing study. Accurate interpretation of both PT and PT mixing study results may often require additional testing. For example, the thrombin time test is helpful for identifying or excluding the presence of heparin, the platelet neutralization procedure (using a modified activated partial thromboplastin time [APTT] method) for identifying or excluding lupus anticoagulant, the APTT and dilute Russell viper venom time for further assessment of the common procoagulant pathway, and coagulation factor assays to detect and identify deficient or abnormal factors. These assays are available as components of reflexive and interpretive testing panels in the Special Coagulation Laboratory (eg, APROL / Prolonged Clot Time Profile, Plasma). | Prothrombin time (PT) mixing studies have no utility when the patient PT is normal. Lipemic specimens may interfere with the instrument clot detection mechanism. | Favaloro EJ, Lippi G. eds. Hemostasis and Thrombosis, Methods and Protocols. Humana Press. 2017 | Tissue thromboplastin (phospholipid and recombinantly-derived human tissue factor) and calcium are added to citrated plasma, bypassing the action of platelets and factors VIII, IX, XI, and XII in the intrinsic procoagulant pathway. The tissue thromboplastin-factor VII/VIIa complex activates factor X. Activated factor X (factor Xa) forms a complex with factor Va, calcium, and phospholipid to activate factor II (prothrombin) to thrombin. Thrombin then acts on fibrinogen (factor I) to form fibrin which clots, providing the assay endpoint (the "prothrombin time").(Package insert: HemosIL RecombiPlasTin 2G Instrumentation Laboratory Company; 03/2019) | 1 to 5 days | 7 days | This test has been cleared, approved, or is exempt by the US Food and Drug Administration and is used per manufacturer's instructions. Performance characteristics were verified by Mayo Clinic in a manner consistent with CLIA requirements. | 85610 | Prothrombin Time (PT), P | 34528-0 | PTSEC | Prothrombin Time (PT), P | 5902-2
PTMSC | Prothrombin Time Mix 1:1, Plasma | Screening test to detect a deficiency of 1 or more of the clotting factors of the extrinsic coagulation system (I, II, V, VII, X) due to hereditary deficiency or acquired conditions such as liver disease, vitamin K deficiency, or a specific factor inhibitor Determining the cause of a prolonged prothrombin time, factor deficiency versus factor inhibitor | Only orderable as a reflex. For more information see: ALUPP / Lupus Anticoagulant Profile, Plasma ALBLD / Bleeding Diathesis Profile, Limited, Plasma AATHR / Thrombophilia Profile, Plasma and Whole Blood APROL / Prolonged Clot Time Profile, Plasma ADIC / Disseminated Intravascular Coagulation/Intravascular Coagulation and Fibrinolysis (DIC/ICF) Profile, Plasma Optical Clot-Based | Yes | PT Mix 1:1 | Plasma Na Cit | Only orderable as a reflex. For more information see: ALUPP / Lupus Anticoagulant Profile, Plasma ALBLD / Bleeding Diathesis Profile, Limited, Plasma AATHR / Thrombophilia Profile, Plasma and Whole Blood APROL / Prolonged Clot Time Profile, Plasma ADIC / Disseminated Intravascular Coagulation/Intravascular Coagulation and Fibrinolysis (DIC/ICF) Profile, Plasma |  | This test is only performed when the prothrombin time (PT) is abnormally prolonged. See PTSC / Prothrombin Time (PT), Plasma for an interpretation of results. | Only orderable as a reflex. For more information see: ALUPP / Lupus Anticoagulant Profile, Plasma ALBLD / Bleeding Diathesis Profile, Limited, Plasma AATHR / Thrombophilia Profile, Plasma and Whole Blood APROL / Prolonged Clot Time Profile, Plasma ADIC / Disseminated Intravascular Coagulation/Intravascular Coagulation and Fibrinolysis (DIC/ICF) Profile, Plasma 9.4-12.5 seconds | Prolongation of the prothrombin time (PT) can occur as a result of deficiency of 1 or more coagulation factors (acquired or congenital in origin), or the presence of an inhibitor of coagulation such as heparin, a lupus anticoagulant, a "nonspecific" inhibitor such as a monoclonal immunoglobulin, or a specific coagulation factor inhibitor. PT mixing study, using equal volume patient and normal pool plasma, may be performed on specimens with a prolonged PT to assist in differentiating coagulation factor deficiencies from coagulation inhibitors. Correction of the PT mix to within the normal reference range usually indicates a coagulation factor deficiency (normal plasma in the mixture ensures at least 50% activity of all coagulation factors). If the prolonged PT is due to an inhibitor (specific coagulation factor inhibitor, lupus anticoagulant, heparin, etc), the PT mix typically fails to correct a prolonged PT. However, the presence of a weak inhibitor may be missed by the PT mixing study. Accurate interpretation of both PT and PT mixing study results may often require additional testing. For example, the thrombin time test is helpful for identifying or excluding the presence of heparin, the platelet neutralization procedure (using a modified activated partial thromboplastin [APTT] method) for identifying or excluding lupus anticoagulant, the APTT and dilute Russell viper venom time for further assessment of the common procoagulant pathway, and coagulation factor assays to detect and identify deficient or abnormal factors. These assays are available as components of reflexive and interpretive testing panels in the Special Coagulation Laboratory: ALUPP / Lupus Anticoagulant Profile, Plasma ALBLD / Bleeding Diathesis Profile, Limited, Plasma AATHR / Thrombophilia Profile, Plasma and Whole Blood APROL / Prolonged Clot Time Profile, Plasma ADIC / Disseminated Intravascular Coagulation/Intravascular Coagulation and Fibrinolysis (DIC/ICF) Profile, Plasma | Prothrombin time (PT) mixing studies have no utility when the patient PT is normal. Lipemic specimens may interfere with the instrument clot detection mechanism. | Favaloro EJ, Lippi G, eds. Hemostasis and Thrombosis: Methods and Protocols. 1st ed. Humana Press; 2017 | The prothrombin time (PT) mix assay is performed on the Instrumentation Laboratory ACL TOP. Patient plasma is combined in a 1:1 ratio with normal pooled plasma then incubated. After a specified incubation time, a PT reagent containing phospholipid, calcium chloride, buffer and a preservative is added to trigger the coagulation process in the mixture. Subsequently, the time to clot formation is measured optically using a wavelength of 671 nm.(Package insert: HemosIL RecombiPlasTin 2G. Instrumentation Laboratory Company; 03/2019) | 1 to 4 days | 7 days | This test has been modified from the manufacturer's instructions. Its performance characteristics were determined by Mayo Clinic in a manner consistent with CLIA requirements. This test has not been cleared or approved by the US Food and Drug Administration. | 85611 | PT Mix 1:1 | 5959-2 | PTMSC | PT Mix 1:1 | 5959-2
PTTP | Prothrombin Time, Plasma | Screening assay to detect deficiencies of one or more coagulation factors (factors I, II, V, VII, X) Screening assay to detect coagulation inhibition Monitoring intensity of oral anticoagulant therapy when combined with INR reporting | Coagulometric (Turbidimetric) | Yes | Prothrombin Time, P | Plasma Na Cit | Specimen Type:Platelet-poor plasma Collection Container/Tube:Light-blue top (3.2% sodium citrate) Submission Container/Tube:Plastic vial Specimen Volume:1 mL Collection Instructions: 1. For complete instructions seeCoagulation Guidelines for Specimen Handling and Processing 2. Centrifuge, remove plasma, and centrifuge plasma again. 3. Aliquot plasma into plastic vial leaving 0.25 mL in the bottom of centrifuged vial. Additional Information:Double-centrifuged specimen is critical for accurate results as platelet contamination may cause spurious results. | 0.5 mL | Prothrombin is a plasma protein with a molecular weight of 68,700 Da. It is an unstable protein that can split easily into smaller compounds, one of which is thrombin. Prothrombin is formed continually by the liver, and it is continually being used throughout the body for blood clotting. If the liver fails to produce prothrombin, in a day or so the prothrombin concentration in the plasma falls to levels too low to provide normal blood coagulation. Vitamin K is required by the liver for normal activation of prothrombin as well as other clotting factors. Therefore, either lack of vitamin K or the presence of liver disease that prevents normal prothrombin formation can decrease the prothrombin concentration so low that a bleeding tendency results. Prothrombin time (PT) is used as a screening test to detect a deficiency of one or more of the clotting factors of the extrinsic coagulation system (I, II, V, VII, or X) due to a hereditary or acquired deficiency, liver disease, vitamin K deficiency, or presence of inhibitors. Inhibitors include specific coagulation factor inhibitors, Lupus-like anticoagulant inhibitors (eg, antiphospholipid antibodies), and nonspecific prothrombin time inhibitors (eg, monoclonal immunoglobulins, elevated fibrin degradation products). Mixing studies with normal plasma are useful in initial evaluation of prolonged PT when the cause is unknown (eg, not attributable to known oral anticoagulation or known coagulation factor deficiency). One of the following tests may be appropriate, depending on the clinical picture: -ALUPP / Lupus Anticoagulant Profile, Plasma -AATHR / Thrombophilia Profile, Plasma and Whole Blood -ALBLD / Bleeding Diathesis Profile, Limited, Plasma -APROL / Prolonged Clot Time Profile, Plasma PT results produced by different assays may vary significantly as there are differences in activity of the tissue factor and the instrument used to perform the test. Tissue factor is isolated from a variety of sources by assay manufacturers, and different batches may have different activity. Calculation of the international normalized ratio (INR) addresses this problem by normalizing the PT result. For this reason, INR is used to monitor oral anticoagulant therapy (warfarin or Coumadin). Warfarin inhibits the enzyme vitamin K epoxide reductase complex 1 (VKORC1), which is responsible for converting vitamin K to its active, reduced form. By inhibiting VKORC1, warfarin decreases the available active form of vitamin K in the tissues. Thus, when warfarin is given to a patient, the amounts of active prothrombin and factors VII, IX, and X, all formed by the liver degrade and are replaced by inactive factors. Although the coagulation factors continue to be produced, they have greatly decreased coagulant activity. Bleeding is the primary adverse reaction associated with warfarin use, and warfarin is among the top 10 drugs with the largest number of serious adverse events reported to the FDA. For these reasons, monitoring therapy closely and adjusting dose accordingly is critical. The international sensitivity index (ISI) is an experimentally derived measurement, usually provided by the thromboplastin manufacturer, reflecting thromboplastin (and PT) sensitivity to coagulation deficiencies. More sensitive thromboplastins have a low ISI (1.0-1.2), whereas less sensitive thromboplastins have a higher ISI (eg, 2.0-3.0). Calculation of the INR is as follows: INR=(Patient's PT/mean PT of reference range) ISI where: -INR=international normalized ratio -ISI=international sensitivity index | PROTHROMBIN TIME: 9.4-12.5 seconds INTERNATIONAL NORMALIZED RATIO (INR): 0.9-1.1 Standard intensity warfarin therapeutic range: 2.0-3.0 High intensity warfarin therapeutic range: 2.5-3.5 | Prothrombin time (PT)may be prolonged due to deficiencies of factors X, VII, V, and II of the extrinsic pathway, presence of inhibitors, or oral anticoagulation therapy. INR therapeutic ranges for orally administered drugs: -Standard-intensity warfarin therapeutic range: 2.0 to 3.0 -High-intensity warfarin therapeutic range: 2.5 to 3.5 Note:The INR should only be used for patients on stable oral anticoagulant therapy, though it is reported for all patients despite whether they are receiving oral anticoagulants. | Prothrombin time (PT)is not useful for detecting deficiencies of coagulation factors that have no influence on the prothrombin time test (eg, factors VIII, IX, XI, XII, XIII). The activity of coagulation factor V (labile factor) typically may be 10% to 20% lower in frozen-thawed plasma specimens than in fresh specimens, even under optimum conditions of processing and transportation, or may be even lower if these conditions are suboptimal, and may lead to a falsely prolonged PT. In patients receiving heparin, PT is prolonged when heparin concentrations are above 1.0 IU/mL. Internal studies demonstrate plasma from subjects not taking warfarin have shown prolongation of approximately 10% (1-2 seconds) at heparin concentrations near 1.3 IU/mL. At concentrations between 1.5 and 2.0 IU/mL, prolongation of approximately 35% (3-5 seconds) was observed. | 1. Hall JE: Hemostasis and blood coagulation. In: Guyton and Hall Textbook of Medical Physiology.14th ed. Elsevier Sanders; 2021:447-488 2.Shin J, Kayser SR: Pharmacology of Vitamin K Antagonists. Fang MC, ed. Inpatient Anticoagulation. John Wiley-Blackwell; 2011:25-31 3.Clinical and Laboratory Standards institute (CLSI): One-stage Prothrombin Time (PT) Test and Activated Partial Thromboplastin (APTT) Test. 2nd ed. CLSI document H47-A2, CLSI; 2008 | Coagulometric (turbidimetric) clot detection is based on the principle that light passing through a medium in which fibrinogen is converted to fibrin is absorbed by the fibrin strands. Light at 671 nm is transmitted through a sample onto a photodetector, which is positioned 180 degrees to the source. Light absorption increases as fibrin clot formation progresses. Consequently, light transmittance through the sample continuously decreases and is measured by the photodetector. The corresponding electrical signal output from the photodetector changes according to the detected light. The signal output is processed via software through a series of algorithms to determine the clot point. In the prothrombin time (PT) test, the addition of the tissue thromboplastin (RecombiPlasTin 2G reagent) to the patient plasma in the presence of calcium ions initiates the activation of the extrinsic pathway. This results ultimately in the conversion of fibrinogen to fibrin, with formation of a solid gel. The time required for clot formation is measured.The thromboplastin reagent included in the RecombiPlasTin 2G kit, after reconstitution with the RecombiPlasTin 2G Diluent, is a liposomal preparation that contains humanrecombinant tissue factor (RTF) relipidated in a synthetic phospholipid blend and combined with calcium chloride, buffer, and a preservative.(Package insert: HemosIL RecombiPlasTin 2G. IL ACL TOP Operator's Manual. Instrument Laboratory; R10, 03/2019) This PT test is performed with a sensitive thromboplastin (ISI 1.0 +/- 0.05), containing phospholipid and recombinant human tissue factor. | Same day/1 day | 1 day | This test has been cleared, approved, or is exempt by the US Food and Drug Administration and is used per manufacturer's instructions. Performance characteristics were verified by Mayo Clinic in a manner consistent with CLIA requirements. | 85610 | Prothrombin Time, P | 34528-0 | INRTP | INR | 6301-6
PPFWE | Protoporphyrins, Fractionation, Washed Erythrocytes | Preferred test for analysis of erythrocyte protoporphyrin fractions Preferred test for evaluating patients with possible diagnoses of erythropoietic protoporphyria and X-linked dominant protoporphyria Establishing a biochemical diagnosis of erythropoietic protoporphyria, or X-linked dominant protoporphyria | High-Performance Liquid Chromatography (HPLC) with Fluorescence Detection | Yes | Protoporphyrins, Fractionation, RBC | This test shouldnotbe orderedin conjunction with PEWE / Porphyrins Evaluation, Washed Erythrocytes. | All porphyrin tests on erythrocytes can be performed on 1 tube. Patient Preparation:Patientmust notconsume any alcohol for 24 hours before specimen collection. Collection Container/Tube: Preferred:Green top (sodium heparin) Acceptable:Dark blue top (metal free heparin), green top (lithium heparin), or lavender top (EDTA) Submission Container/Tube:Plastic vial Specimen Volume:Entire washed erythrocyte suspension Collection Instructions:Collect and process whole blood specimen as follows: 1. Transfer entire specimen to a 12-mL graduated centrifuge tube. 2. Centrifuge specimen at 4 degrees C for 10 minutes at 2000 rpm. 3. Record volume of packed cells and the total volume of the specimen. 4. Discard supernatant plasma. 5. Wash packed erythrocytes 2 times by resuspension of at least an equal amount of cold 0.9% saline, mix, and centrifuge for 5 minutes at 2000 rpm, discarding supernatant after each washing. 6. Resuspend packed cells to the original total volume with 0.9% saline. Invert specimen gently to mix. 7. Transfer washed erythrocytes into a plastic vial and freeze. | 1 mL of washed and resuspended erythrocytes | The porphyrias are a group of inherited disorders resulting from enzyme defects in the heme biosynthetic pathway. Depending on the specific enzyme involved, various porphyrins and their precursors accumulate in different specimen types. The patterns of porphyrin accumulation in erythrocytes and plasma, and excretion of the heme precursors in urine and feces allow for the detection and differentiation of the porphyrias. Testing protoporphyrin fractions is most informative for patients with a clinical suspicion of erythropoietic protoporphyria (EPP) or X-linked dominant protoporphyria (XLDPP). Clinical presentation of EPP and XLDPP is identical with onset of symptoms typically occurring in childhood. Cutaneous photosensitivity in sun-exposed areas of the skin generally worsens in the spring and summer months. Common symptoms may include itching, edema, erythema, stinging or burning sensations, and occasionally scarring of the skin in sun-exposed areas. Although genetic in nature, environmental factors exacerbate symptoms, significantly impacting the severity and course of disease. Erythropoietic protoporphyria is caused by diminished ferrochelatase resulting in significantly increased free protoporphyrin levels in erythrocytes, plasma, and feces. X-linked dominant protoporphyria is caused by gain-of-function variants in the C-terminal end ofALAS2gene and results in elevated erythrocyte levels of free and zinc-complexed protoporphyrin, and total protoporphyrin in plasma and feces. Other possible causes of elevated erythrocyte zinc-complexed protoporphyrin may include: -Iron-deficiency anemia, the most common cause -Chronic intoxication by heavy metals (primarily lead) or various organic chemicals -Congenital erythropoietic porphyria, a rare autosomal recessive porphyria caused by deficient uroporphyrinogen III synthase -Hepatoerythropoietic porphyria, a rare autosomal recessive porphyria caused by deficient uroporphyrinogen decarboxylase Typically, the workup of patients with a suspected porphyria is most effective when following a stepwise approach. SeePorphyria (Acute) Testing AlgorithmandPorphyria (Cutaneous) Testing Algorithmor call 800-533-1710 to discuss testing strategies. There are 2 test options: -PPFE / Protoporphyrins, Fractionation, Whole Blood -PPFWE / Protoporphyrins, Fractionation, Washed Erythrocytes The whole blood option is easiest for clients but requires that the specimen arrive at Mayo Clinic Laboratories within 7 days of collection. When this cannot be ensured, washed frozen erythrocytes, which are stable for 14 days, should be submitted. | FREE PROTOPORPHYRIN <20 mcg/dL ZINC-COMPLEXED PROTOPORPHYRIN <60 mcg/dL | Abnormal results are reported with a detailed interpretation that may include an overview of the results and their significance, a correlation to available clinical information provided with the specimen, differential diagnosis, and recommendations for additional testing when indicated and available. | Patients must abstain from alcohol for at least 24 hours prior to specimen collection. Alcohol suppresses enzyme activity potentially leading to false-positive results. | 1. Tortorelli S, Kloke K, Raymond K. Disorders of porphyrin metabolism. In: Dietzen DJ, Bennett MJ, Wong EDD, eds. Biochemical and Molecular Basis of Pediatric Disease. 4th ed. AACC Press; 2010:307-324 2. Phillips JD: Heme biosynthesis and the porphyrias. Mol Genet Metab. 2019;128(3):164-177. doi:10.1016/j.ymgme.2019.04.008 3. Anderson KE, Sassa S, Bishop DF, Desnick RJ. Disorders of heme biosynthesis: X-Linked sideroblastic anemia and the porphyrias. In: Valle DL, Antonarakis S, Ballabio A, Beaudet AL, Mitchell GA, eds. The Online Metabolic and Molecular Bases of Inherited Disease. McGraw-Hill; 2019. Accessed September 6, 2024. Available at https://ommbid.mhmedical.com/content.aspx?sectionid=225540906&bookid=2709 4. Whatley SD, Ducamp S, Gouya L, et al. C-terminal in theALAS2gene lead to gain of function and cause X-linked dominant protoporphyria without anemia or iron overload. Am J Hum Genet. 2008;83(3):408-414 | Extraction followed by fractionation by high-performance liquid chromatography. Zinc protoporphyrin and free protoporphyrin are separately quantitated.(Smith RM, Doran D, Mazur M, Bush B. High-performance liquid chromatographic determination of protoporphyrin and zinc protoporphyrin in blood. J Chromatogr 1980;181[3-4]:319-327; Gou EE, Balwani M, Bissell DM, et al. Pitfalls in erythrocyte protoporphyrin measurement for diagnosis and monitoring of protoporphyrias. Clin Chem. 2015;61[12]:1453-6. doi:10.1373/clinchem.2015.245456) | 3 to 5 days | 14 days | This test was developed and its performance characteristics determined by Mayo Clinic in a manner consistent with CLIA requirements. It has not been cleared or approved by the US Food and Drug Administration. | 82542 | Protoporphyrins, Fractionation, RBC | 94490-0 | BG572 | Packed cell volume | 94497-5
PPFE | Protoporphyrins, Fractionation, Whole Blood | Evaluating patients with possible diagnoses of erythropoietic protoporphyria or X-linked dominant protoporphyria Establishing a biochemical diagnosis of erythropoietic protoporphyria and X-linked dominant protoporphyria | High-Performance Liquid Chromatography (HPLC) with Fluorescence Detection | Yes | Protoporphyrins, Fractionation, WB | This testshouldnotbe orderedin conjunction with PEE / Porphyrins Evaluation, Whole Blood. | All porphyrin tests on whole blood can be performed on 1 tube. Patient Preparation:Patientmust notconsume any alcohol for 24 hours before specimen collection. Container/Tube: Preferred:Green top (sodium heparin) Acceptable:Dark blue top (metal free heparin), green top (lithium heparin), or lavender top (EDTA) Specimen Volume:4 mL Collection Instructions:Refrigerate specimen as soon as possible. | 3 mL | The porphyrias are a group of inherited disorders resulting from enzyme defects in the heme biosynthetic pathway. Depending on the specific enzyme involved, various porphyrins and their precursors accumulate in different specimen types. The patterns of porphyrin accumulation in erythrocytes and plasma and excretion of the heme precursors in urine and feces allow for the detection and differentiation of the porphyrias. Testing protoporphyrin fractions is most informative for patients with a clinical suspicion of erythropoietic protoporphyria (EPP) or X-linked dominant protoporphyria (XLDPP). Clinical presentation of EPP and XLDPP is identical with onset of symptoms typically occurring in childhood. Cutaneous photosensitivity in sun-exposed areas of the skin generally worsens in the spring and summer months. Common symptoms may include itching, edema, erythema, stinging or burning sensations, and occasionally scarring of the skin in sun-exposed areas. Although genetic in nature, environmental factors exacerbate symptoms, significantly impacting the severity and course of disease. Erythropoietic protoporphyria is caused by diminished ferrochelatase resulting in significantly increased free protoporphyrin levels in erythrocytes, plasma, and feces. X-linked dominant protoporphyria is caused by gain-of-function variants in the C-terminal end ofALAS2gene and results in elevated erythrocyte levels of free and zinc-complexed protoporphyrin in erythrocytes, and total protoporphyrin levels in plasma and feces. Other possible causes of elevated erythrocyte zinc-complexed protoporphyrin may include: -Iron-deficiency anemia, the most common cause -Chronic intoxication by heavy metals (primarily lead) or various organic chemicals -Congenital erythropoietic porphyria, a rare autosomal recessive porphyria caused by deficient uroporphyrinogen III synthase -Hepatoerythropoietic porphyria, a rare autosomal recessive porphyria caused by deficient uroporphyrinogen decarboxylase Typically, the workup of patients with a suspected porphyria is most effective when following a stepwise approach. SeePorphyria (Acute) Testing AlgorithmandPorphyria (Cutaneous) Testing Algorithmor call 800-533-1710 to discuss testing strategies. There are 2 test options: -PPFE / Protoporphyrins, Fractionation, Whole Blood -PPFWE / Protoporphyrins, Fractionation, Washed Erythrocytes The whole blood option is easiest for clients but requires that the specimen arrive at Mayo Clinic Laboratories within 7 days of collection. When this cannot be ensured, washed frozen erythrocytes, which are stable for 14 days, should be submitted. | FREE PROTOPORPHYRIN <20 mcg/dL ZINC-COMPLEXED PROTOPORPHYRIN <60 mcg/dL | Abnormal results are reported with a detailed interpretation that may include an overview of the results and their significance, a correlation to available clinical information provided with the specimen, differential diagnosis, and recommendations for additional testing when indicated and available. | Patients must abstain from alcohol for at least 24 hours prior to specimen collection. Alcohol suppresses enzyme activity potentially leading to false-positive results. | 1. Tortorelli S, Kloke K, Raymond K. Disorders of porphyrin metabolism. In: Dietzen DJ, Bennett MJ, Wong EDD, eds. Biochemical and Molecular Basis of Pediatric Disease. 4th ed. AACC Press; 2010:307-324 2. Phillips JD. Heme biosynthesis and the porphyrias. Mol Genet Metab. 2019;128(3):164-177. doi:10.1016/j.ymgme.2019.04.008 3. Anderson KE, Sassa S, Bishop DF, Desnick RJ. Disorders of heme biosynthesis: X-Linked sideroblastic anemia and the porphyrias. In: Valle DL, Antonarakis S, Ballabio A, Beaudet AL, Mitchell GA, eds. The Online Metabolic and Molecular Bases of Inherited Disease. McGraw-Hill; 2019. Accessed September 6, 2024. Available at https://ommbid.mhmedical.com/content.aspx?sectionid=225540906&bookid=2709 4. Whatley SD, Ducamp S, Gouya L, et al. C-terminal in theALAS2gene lead to gain of function and cause X-linked dominant protoporphyria without anemia or iron overload. Am J Hum Genet. 2008;83(3):408-414 | Extraction followed by fractionation by high-performance liquid chromatography. Zinc protoporphyrin and free protoporphyrin are separately quantitated.(Smith RM, Doran D, Mazur M, Bush B. High-performance liquid chromatographic determination of protoporphyrin and zinc protoporphyrin in blood. J Chromatogr.1980;181[3-4]:319-327; Gou EE, Balwani M, Bissell DM, et al. Pitfalls in erythrocyte protoporphyrin measurement for diagnosis and monitoring of protoporphyrias. Clin Chem. 2015;61[12]:1453-1456. doi:10.1373/clinchem.2015.245456) | 3 to 5 days | 14 days | This test was developed and its performance characteristics determined by Mayo Clinic in a manner consistent with CLIA requirements. It has not been cleared or approved by the US Food and Drug Administration. | 82542 | Protoporphyrins, Fractionation, WB | 94490-0 | 29511 | Interpretation | 59462-2
PROTR | Protriptyline (Vivactyl) |  | Liquid Chromatography/Tandem Mass Spectrometry (LC/MS/MS) | Yes | Protriptyline (Vivactyl) | Varies | Submit only 1 of the following specimens: Plasma Draw blood in a green-top (sodium heparin) tube(s),plasma gel tube is not acceptable.Spin downand send 2 mL sodium heparin plasma refrigerated in a plastic vial. Serum Draw blood in a plain red-top tube(s),serum gel tube is not acceptable. Spin down and send 2 mL of serum refrigerated in a plastic vial. | 0.4 mL |  | ReferenceRange: 50 - 170 ng/mL |  |  |  |  | 3 to 6 days | 2 weeks |  | 80335 | Protriptyline (Vivactyl) | 3999-0 | Z1053 | Protriptyline (Vivactyl) | 3999-0
PRSSZ | PRSS1 Gene, Full Gene Analysis, Varies | Confirmation of suspected clinical diagnosis of hereditary pancreatitis (HP) in patients with chronic pancreatitis Identification of familialPRSSImutation to allow for predictive and diagnostic testing in family members | Polymerase Chain Reaction (PCR) Amplification followed by DNA sequencing | Yes | PRSS1 Gene, Full Gene Analysis | Varies | Patient Preparation:A previous bone marrow transplant from an allogenic donor will interfere with testing. Call 800-533-1710 for instructions for testing patients who have received a bone marrow transplant. Specimen Type:Whole blood Container/Tube: Preferred:Lavender top (EDTA) or yellow top (ACD) Acceptable:Any anticoagulant Specimen Volume:3 mL Collection Instructions: 1. Invert several times to mix blood. 2. Send specimen in original tube. Specimen Stability Information:Ambient (preferred)/Refrigerated | 1 mL | Hereditary pancreatitis (HP) is a rare autosomal dominant disorder associated with approximately 80% penetrance. HP is characterized by early onset acute pancreatitis during childhood or early adolescence. The acute pancreatitis in these patients generally progresses to chronic pancreatitis by adulthood and can eventually lead to both exocrine and endocrine pancreatic insufficiency. Patients with HP are also at an increased risk for developing pancreatic cancer. Studies have estimated the lifetime risk of developing pancreatic cancer to be as high as 40%. Mutations in the protease serine 1 or cationic trypsinogen (PRSS1) gene are a common cause of HP. It has been reported that as many as 80% of patients with symptomatic hereditary pancreatitis have a causativePRSS1mutation.HP cannot be clinically distinguished from other forms of pancreatitis. However,PRSS1mutations are generally restricted to individuals with a family history of pancreatitis.PRSS1mutations are infrequently found in patients with alcohol-induced and tropical pancreatitis. Although several mutations have been identified, the R122H, N29I and A16V mutations are the most common disease-causing mutations associated with HP. Data suggest that the R122H mutation results in more severe disease and earlier onset of symptoms than the A16V mutation. Although these 3 alterations account for >90% of mutations detected in the cationic trypsinogen gene, the inability to identify mutations in approximately 20% of families with HP suggests the involvement of other loci or unidentified mutations in the cationic trypsinogen gene. Mutations in other genes, such asSPINK1, CFTRandCTRChave been associated with hereditary and familial pancreatitis. Abnormalities in these genes are not detected by this assay. However, genetic testing for these genes simultaneously, includingPRSS1, is available by ordering HPPAN / Hereditary Pancreatitis Panel. | An interpretive report will be provided. | All detected alterations will be evaluated according to American College of Medical Genetics and Genomics (ACMG) recommendations.(1) Variants will be classified based on known, predicted, or possible pathogenicity and reported with interpretive comments detailing their potential or known significance. | Some individuals who have a diagnosis of hereditary pancreatitis and/or involvement ofPRSS1may have a mutation that is not identified by this method (eg, large genomic deletions or duplications, promoter mutations, deep intronic mutations). The absence of a mutation, therefore, does not eliminate the possibility of a diagnosis of hereditary pancreatitis. For predictive testing of asymptomatic individuals, it is important to first document the presence of anPRSS1gene mutation in an affected family member. In some cases, DNA alterations of undetermined significance may be identified. Rare polymorphisms exist that could lead to false-negative or false-positive results. If results obtained do not match the clinical findings, additional testing should be considered. Test results should be interpreted in the context of clinical findings, family history, and other laboratory data. Errors in our interpretation of results may occur if information given is inaccurate or incomplete. | 1.Richards S, Aziz N, Bale S, et al: Standards and guidelines for the interpretation of sequence variants: a joint consensus recommendation of the American College of Medical Genetics and Genomics and the Association for Molecular Pathology. Genet Med 2015 May;17(5):405-424 2. Teich N, Mossner J: Hereditary chronic pancreatitis. Best Pract Res Clin Gastroenterol 2008;22(1):115-130 3. Rebours V, Levy P, Ruszniewski P: An overview of hereditary pancreatitis. Dig Liver Dis 2012;44(1):8-15 4. Ellis I: Genetic counseling for hereditary pancreatitis-the role of molecular genetics testing for the cationic trypsinogen gene, cystic fibrosis and serine protease inhibitor Kazal type 1. Gastroenterol Clin North Am 2004;33:839-854 5. Solomon S, Whitcomb DC, LaRusch J.PRSS1-Related Hereditary Pancreatitis.In: GeneReviews. Edited by RA Pagon, MP Adam, HH Ardinger HH, et al: University of Washington, Seattle. 1993-2014. 2012 Mar 1. Available at www.ncbi.nlm.nih.gov/books/NBK84399 | Bidirectional sequence analysis is used to test for the presence of a mutation in all coding regions and intron/exon boundaries of thePRSS1gene.(Unpublished Mayo method) | 14 to 20 days | Whole Blood: 2 weeks (if available) Extracted DNA: 3 months | This test was developed and its performance characteristics determined by Mayo Clinic in a manner consistent with CLIA requirements. It has not been cleared or approved by the US Food and Drug Administration. | 81404-PRSS1 (protease, serine, 1 [trypsin 1]) (eg, hereditary pancreatitis), full gene sequence | PRSS1 Gene, Full Gene Analysis | 94215-1 | 52470 | Released By | 18771-6
PCHE1 | Pseudocholinesterase, Total, Serum | Monitoring exposure to organophosphorus insecticides and herbicides Monitoring patients with liver disease, particularly those undergoing liver transplantation Identifying patients who are homozygous or heterozygous for an atypical gene and have low levels of pseudocholinesterase This test isnot useful forthe differential diagnosis of jaundice. | Colorimetric Assay | Yes | Pseudocholinesterase, Total, S | Serum | Patient Preparation:For patients with prolonged apnea following surgery, wait at least 24 hours before obtaining specimen. Supplies:Sarstedt Aliquot Tube, 5 mL (T914) Collection Container/Tube: Preferred:Serum gel Acceptable:Red top Submission Container/Tube: Plastic vial Specimen Volume:0.5 mL Collection Instructions: 1. Serum gel tubes should be centrifuged within 2 hours of collection. 2. Red-top tubes should be centrifuged, and the serum aliquoted into a plastic vial within 2 hours of collection. | 0.25 mL | Serum cholinesterase, often called pseudocholinesterase (PCHE), is distinguished from acetylcholinesterase, or "true cholinesterase," by both location and substrate. Acetylcholinesterase is found in erythrocytes, lungs and spleen, nerve endings, and gray matter of the brain. It is responsible for the hydrolysis of acetylcholine released at the nerve endings to mediate transmission of the neural impulse across the synapse. PCHE, the serum enzyme, is found in the liver, pancreas, heart, and white matter of the brain. Its biological role is unknown. The organophosphorus-containing insecticides and herbicides are potent inhibitors of the true cholinesterase and cause depression of PCHE. Low values of PCHE are also found in patients with liver disease. In general, patients with advanced cirrhosis and carcinoma with metastases will show a 50% to 70% decrease. Essentially normal values are seen in chronic hepatitis, mild cirrhosis, and obstructive jaundice. PCHE metabolizes the muscle relaxants succinylcholine and mivacurium, and therefore, alterations in PCHE will influence the physiologic effect of these drugs. In normal individuals (approximately 94% of the population), certain drugs and other agents such as dibucaine and fluoride will almost completely inhibit the PCHE activity. A small number of individuals (<1% of the population) have been shown to have genetic variants of the enzyme and, therefore, cannot metabolize the muscle relaxants succinylcholine and mivacurium and experience prolonged apnea.These individuals generally have low levels of PCHE, which is not inhibited by dibucaine or fluoride. These individuals are either homozygous or compound heterozygous for an atypical gene controlling PCHE. Simple heterozygous individuals have also been identified who show intermediate enzyme values and inhibition. | Males 5320-12,920 U/L Females 0-15 years: 5320-12,920 U/L 16-39 years: 4260-11,250 U/L 40-41 years: 5320-12,920 U/L > or =42 years: 5320-12,920 U/L Note: Females aged 18-41 years who are pregnant or taking hormonal contraceptives, the reference interval is 3650-9120 U/L. | Patients with normal pseudocholinesterase (PCHE) activity show 70% to 90% inhibition by dibucaine, while patients homozygous for the abnormal allele show little or no inhibition (0%-20%) and usually low levels of enzyme. Heterozygous patients have intermediate PCHE levels and response to inhibitors. The atypical gene is inherited in an autosomal recessive pattern. In a positive patient, family members should be tested. Decreasing or low levels may indicate exposure to organophosphorus insecticides or herbicides if liver disease and an abnormal allele have been ruled out. | There are some homozygous and heterozygous individuals who are sensitive to succinylcholine although their total pseudocholinesterase (PCHE) values are normal. A dibucaine inhibition test is necessary to confirm the presence of the abnormal allele in these individuals. Certain drugs and anesthetic agents may produce in vitro inhibition of the PCHE activity. Therefore, it is recommended that blood specimens be drawn 24 to 48 hours post-operatively on those patients who have experienced prolonged apnea after surgery. Chemotherapy may interfere with test results, depending on the impact it has on the liver. PCHE levels may be lower due to this, and if so, testing should be repeated at a later date. Method Change: Pseudocholinesterase values measured after 01/28/2020 are approximately 80% increased compared to historical values and should be interpreted in the context of the current reference interval. In very rare cases of gammopathy, particularly type IgM (Waldenstrom macroglobulinemia), may cause unreliable results. | 1. Soliday FK, Conley YP, Henker R. Pseudocholinesterase deficiency: A comprehensive review of genetic, acquired, and drug influences. AANA J. 2010;78:313-320 2. Robles A, Michael M, McCallum R. Pseudocholinesterase deficiency: What the proceduralist needs to know. Am J Med Sci. 2019;357(3):263-267. doi:10.1016/j.amjms.2018.11.002 3. Lurati AR. Organophosphate exposure with pseudocholinesterase deficiency. Workplace Health and Saf. 2013;61(6):243-245. doi:10.1177/216507991306100602 4. den Blaauwen DH, Poppe WA, Tritschler W. Cholinesterase (EC 3.1.1.8) with butyrylthiocholine-iodide as substrate: References depending on age and sex with special reference to hormonal effects and pregnancy. J Clin Chem Clin Biochem. 1983;21:381-386 | Cholinesterase catalyzes the hydrolysis of butyrylthiocholine to thiocholine and butyrate. Thiocholine instantaneously reduces the yellow hexacyanoferrate (III) to the almost colorless hexacyanoferrate (II). This decrease in color can be measured photometrically.(Package insert: Cholinesterase Gen 2 Reagent. Roche Diagnostics; V.10.0, 01/2022) | Same day/1 to 3 days | 7 days | This test has been cleared, approved, or is exempt by the US Food and Drug Administration and is used per manufacturer's instructions. Performance characteristics were verified by Mayo Clinic in a manner consistent with CLIA requirements. | 82480 | Pseudocholinesterase, Total, S | 2098-2 | PCHE1 | Pseudocholinesterase, Total, S | 2098-2
PSY | Psychosine, Blood Spot | Aids in the biochemical detection of Krabbe disease and saposin A cofactor deficiency Second-tier testing or follow up testing after an abnormal newborn screening result in an infant for Krabbe disease This test isnotcapable of identifying carriers of Krabbe disease. This test isnot intended forlong-term monitoring of individuals being treated for Krabbe disease or for older children or adult patients at risk to develop Krabbe disease. | Liquid Chromatography Tandem Mass Spectrometry (LC-MS/MS) | Yes | Psychosine, BS | If the patient has abnormal newborn screening result for Krabbe disease, immediate action should be taken. Refer to the appropriateAmerican College of Medical Genetics and GenomicsNewborn Screening ACT Sheet.(1,2) | Supplies:Card-Blood Spot Collection (Filter Paper) (T493) Container/Tube: Preferred:Card-Blood Spot Collection (Filter Paper) Acceptable:PerkinElmer 226filter paper, Munktell filter paper, Whatman protein Saver 903 paper,local newborn screening card,orblood collected in tubes containing EDTA (preferred) or heparin and dried on filter paper Specimen Volume:2 Blood spots Collection Instructions: 1. Completely fill at least 2 circles on the filter paper card (approximately 100 microliters blood per circle). 2. Let blood dry on filter paper at ambient temperature in a horizontal position for a minimum of 3 hours. 3. Do not expose specimen to heat or direct sunlight. 4. Do not stack wet specimens. 5. Keep specimen dry. Additional Information: 1. For collection instructions, seeBlood Spot Collection Instructions 2. For collection instructions in Spanish, seeBlood Spot Collection Card-Spanish Instructions(T777) 3. For collection instructions in Chinese, seeBlood Spot Collection Card-Chinese Instructions(T800) | 1 Blood spot | Krabbe disease (globoid cell leukodystrophy) is an autosomal recessive lysosomal storage disorder caused by an enzyme deficiency of galactocerebrosidase (GALC). GALC facilitates the lysosomal degradation of psychosine (galactosylsphingosine) and 3 other substrates, galactosylceramide, lactosylceramide, and lactosylsphingosine. Krabbe disease is caused by variants in theGALCgene, and it has an estimated frequency of 1 in 100,000 births. The clinical course of Krabbe disease can be variable, even within the same family. Eighty-five percent to 90% of patients present before the first year of life with central nervous system impairment, including increasing irritability, developmental delay, and sensitivity to stimuli. Rapid neurodegeneration, including white matter disease follows, with death usually occurring by 2 years of age. Late onset forms of the disease affect 10% to15% of individuals and are characterized by ataxia, vision loss, weakness, and psychomotor regression, typically presenting from age 6 months to the seventh decade of life. Newborn screening for Krabbe disease has been implemented in some states. The early (presymptomatic) identification and subsequent testing of infants at risk for Krabbe disease may be helpful in reducing the morbidity and mortality associated with this disease. While treatment is mostly supportive, hematopoietic stem cell transplantation has shown some success if performed early, prior to onset of neurologic damage. Psychosine is 1 of 4 substrates degraded by GALC and is a neurotoxin at elevated concentrations. It has been shown to be elevated in patients with active Krabbe disease or with saposin A cofactor deficiency and, therefore, may be a useful biomarker for the presence of disease or disease progression. Reduced or absent GALC in leukocytes (GALCW / Galactocerebrosidase, Leukocytes) or dried blood spots (PLSD / Lysosomal and Peroxisomal Storage Disorders Screen, Blood Spot) along with elevated psychosine levels can indicate a diagnosis of Krabbe disease. Molecular sequencing of theGALCgene (KRABZ / Krabbe Disease, Full Gene Analysis and Large [30 kb] Deletion, Varies) allows for detection of the disease-causing variants in affected patients and carrier detection in family members. Individuals with a disease phenotype similar to Krabbe disease may have saposin A cofactor deficiency. Saposin A cofactor deficiency also results in elevated psychosine levels. Testing for this condition via molecular analysis of thePSAPgene is useful in those with elevated psychosine and normal to reduced GALC activity with normal molecular geneticGALCsequencing. | Normal <2 nmol/L | An interpretive report will be provided. An elevation of psychosine is indicative of symptomatic Krabbe disease or symptomatic saposin A cofactor deficiency. When abnormal results are detected, a detailed interpretation is given, including an overview of the results and of their significance, a correlation to available clinical information, elements of differential diagnosis, recommendations for additional biochemical testing and in vitro confirmatory studies (enzyme assay, molecular analysis), and a phone number to reach one of the laboratory directors in case the referring physician has additional questions. | Normal psychosine levels may be seen in patients (from childhood to adulthood) who are not yet symptomatic or have later onset Krabbe disease or saposin A cofactor deficiency. | 1. Newborn Screening ACT Sheet [Decreased galactocerebrosidase, elevated psychosine] Krabbe Disease (infantile form). American College of Medical Genetics and Genomics; 2021. Updated May 2022. Accessed June 10, 2024. Available at www.acmg.net/PDFLibrary/Krabbe-Infantile.pdf 2. Newborn Screening ACT Sheet [Decreased galactocerebrosidase, mildly elevated psychosine] Krabbe Disease (late-onset form). American College of Medical Genetics and Genomics; 2021. Updated May 2022. Accessed June 10, 2024. Available www.acmg.net/PDFLibrary/Krabbe-Later-Onset.pdf 3. Orsini JJ, Morrissey MA, Slavin LN, et al. Implementation of newborn screening for Krabbe disease: population study and cutoff determination. Clin Biochem. 2009;42(9):877-884. doi:10.1016/j.clinbiochem.2009.01.022 4. Svennerholm L, Vanier MT, Mansson JE. Krabbe disease: A galactosylsphingosine (psychosine) lipidosis. J Lipid Res. 1980;21(1):53-64 5. Enns GM, Steiner RD, Cowan TM. Lysosomal disorders. In: Sarafoglou K, Hoffman G, Roth KS, eds. Pediatric Endocrinology and Inborn Errors of Metabolism. McGraw-Hill Medical; 2009:744 6. Turgeon CT, Orsini JJ, Sanders KA, et al. Measurement of psychosine in dried blood spots--a possible improvement to newborn screening programs for Krabbe disease. J Inherit Metab Dis. 2015;38(5):923-929. doi:10.1007/s10545-015-9822-z 7. Wenger DA, Escolar ML, Luzi P, Rafi MA: Krabbe disease (globoid cell leukodystrophy). In: Valle D, Antonarakis S, Ballabio A, Beaudet AL, Mitchell GA, eds. The Online Metabolic and Molecular Bases of Inherited Disease. McGraw-Hill; 2019. Accessed August 30, 2023. Available at https://ommbid.mhmedical.com/content.aspx?sectionid=225546481&bookid=2709 8. Guenzel AJ, Turgeon CT, Nickander KK, et al. The critical role of psychosine in screening, diagnosis, and monitoring of Krabbe disease. Genet Med. 2020;22(6):1108-1118. doi:10.1038/s41436-020-0764-y 9. Thompson-Stone R, Ream MA, Gelb M, et al. Consensus recommendations for the classification and long-term follow up of infants who screen positive for Krabbe disease. Mol Genet Metab. 2021;134(1-2):53-59. doi:10.1016/j.ymgme.2021.03.016 | Internal standard is added to a dried blood spot. The extract is evaporated and reconstituted prior to injection onto a liquid chromatography tandem mass spectrometry (LC-MS/MS). Following separation of the structural isomers glucopsychosine and psychosine (PSY) by liquid chromatography, their concentrations are measured by MS/MS analysis in the multiple reaction monitoring positive mode to follow the precursor to product species transitions for PSY. The ratio of the extracted peak area of PSY to internal standard as determined by LC-MS/MS is used to calculate the concentration of PSY in the sample.(Unpublished Mayo method) | 1 to 2 days | 1 year | This test was developed and its performance characteristics determined by Mayo Clinic in a manner consistent with CLIA requirements. It has not been cleared or approved by the US Food and Drug Administration. | 82542 | Psychosine, BS | 93688-0 | 36343 | Interpretation (PSY) | 59462-2
PSYCF | Psychosine, Spinal Fluid | Aiding in the biochemical diagnosis of Krabbe disease using cerebrospinal fluid specimens Follow-up of individuals affected with Krabbe disease Follow-up testing after an abnormal newborn screening result for Krabbe disease Monitoring individuals at risk to develop late onset Krabbe disease Monitoring individuals with Krabbe disease after hematopoietic stem cell transplantation | Liquid Chromatography Tandem Mass Spectrometry (LC-MS/MS) | Yes | Psychosine, CSF | CSF | Container/Tube:Sterile vial. Specimen Volume:0.15 mL Collection Instructions: Do not aliquot. | 0.1 mL | Krabbe disease (globoid cell leukodystrophy) is an autosomal recessive lysosomal disorder caused by deficient activity of the enzyme galactocerebrosidase (GALC). GALC facilitates the lysosomal degradation of psychosine (galactosylsphingosine) and 3 other substrates, galactosylceramide, lactosylceramide, and lactosylsphingosine. Krabbe disease is caused by variants in theGALCgene, and it has an estimated frequency of 1 in 100,000 births. The clinical course of Krabbe disease can be variable, even within the same family. Eighty-five percent to 90% of patients present before the first year of life with central nervous system impairment, including increasing irritability, developmental delay, and sensitivity to stimuli. Rapid neurodegeneration, including white matter disease follows, with death usually occurring by 2 years of age. Late onset forms of the disease affect 10% to15% of individuals and are characterized by ataxia, vision loss, weakness, and psychomotor regression, typically presenting from age 6 months to the seventh decade of life. Newborn screening for Krabbe disease has been implemented in some states. The early (presymptomatic) identification and subsequent testing of infants at risk for Krabbe disease may be helpful in reducing the morbidity and mortality associated with this disease. While treatment is mostly supportive, hematopoietic stem cell transplantation has shown some success if performed prior to onset of neurologic damage. Psychosine is 1 of 4 substrates degraded by GALC and is a neurotoxin at elevated concentrations. It has been shown to be elevated in patients with active Krabbe disease or with saposin A cofactor deficiency and, therefore, may be a useful biomarker for the presence of disease or disease progression. Reduced or absent GALC in leukocytes (CBGC / Galactocerebrosidase, Leukocytes) or dried blood spots (PLSD / Lysosomal and Peroxisomal Storage Disorders Screen, Blood Spot) along with elevated psychosine levels can indicate a diagnosis of Krabbe disease. Molecular sequencing of theGALCgene (KRABZ / Krabbe Disease, Full Gene Analysis and Large [30 kb] Deletion, Varies) allows for detection of the disease-causing variants in affected patients and carrier detection in family members. Individuals with a disease phenotype similar to Krabbe disease may have saposin A cofactor deficiency. Saposin A cofactor deficiency also results in elevated psychosine levels. Testing for this condition via molecular analysis ofPSAPis useful in those with elevated psychosine and normal to reduced GALC activity with normal molecular geneticGALCsequencing. | Normal < 0.04 nmol/L | An elevation of psychosine is indicative of Krabbe disease or saposin A cofactor deficiency. | Asymptomatic patients with later onset Krabbe disease may have a normal psychosine concentration in cerebrospinal fluid. | 1. Kwon JM, Matern D, Kurtzberg J, et al. Consensus guidelines for newborn screening, diagnosis and treatment of infantile Krabbe disease. Orphanet J Rare Dis. 2018;13(1):30. doi: 10.1186/s13023-018-0766-x 2. Orsini JJ, Escolar ML, Wasserstein MP, et al. Krabbe disease. In: Adam MP, Mirzaa GM, Pagon RA, eds. GeneReviews[Internet]. University of Washington, Seattle; 2000. Updated October 11, 2018. Accessed August 31, 2023. Available at: www.ncbi.nlm.nih.gov/books/NBK1238/ 3. Turgeon CT, Orsini JJ, Sanders KA, et al. Measurement of psychosine in dried blood spots--a possible improvement to newborn screening programs for Krabbe disease. J Inherit Metab Dis. 2015;38(5):923-929 4. Wenger DA, Escolar ML, Luzi P, Rafi MA: Krabbe disease (globoid cell leukodystrophy). In: Valle D, Antonarakis S, Ballabio A, Beaudet AL, Mitchell GA, eds. The Online Metabolic and Molecular Bases of Inherited Disease. McGraw-Hill; 2019. Accessed August 31, 2023. Available at https://ommbid.mhmedical.com/content.aspx?sectionid=225546481&bookid=2709 5. Guenzel AJ, Turgeon CT, Nickander KK, et al. The critical role of psychosine in screening, diagnosis, and monitoring of Krabbe disease. Genet Med. 2020;22(6):1108-1118 6. Thompson-Stone R, Ream MA, Gelb M, et al. Consensus recommendations for the classification and long-term follow up of infants who screen positive for Krabbe disease. Mol Genet Metab. 2021;134(1-2):53-59 | Psychosine is extracted from cerebrospinal fluid and quantified using an isotopically labeled internal standard by liquid chromatography tandem mass spectrometry.(Unpublished Mayo method) | 3 to 7 days | Indefinitely | This test was developed and its performance characteristics determined by Mayo Clinic in a manner consistent with CLIA requirements. It has not been cleared or approved by the US Food and Drug Administration. | 82542 | Psychosine, CSF | 93686-4 | 605158 | Reviewed By | 18771-6
PSYR | Psychosine, Whole Blood | Aiding in the biochemical diagnosis of Krabbe disease using whole blood specimens Follow-up of individuals affected with Krabbe disease Follow-up testing after an abnormal newborn screening result for Krabbe disease Monitoring of individuals at risk to develop late onset Krabbe disease Monitoring of individuals with Krabbe disease after hematopoietic stem cell transplantation | Liquid Chromatography Tandem Mass Spectrometry (LC-MS/MS) | Yes | Psychosine, RBC | If the patient has abnormal newborn screening result for Krabbe disease, immediate action should be taken. Refer to the appropriateAmerican College of Medical Genetics and GenomicsNewborn Screening ACT Sheet.(1,2) | Container/Tube: Preferred:Lavender top (EDTA) Acceptable: Green top (sodium heparin, lithium heparin) Specimen Volume:2 mL | 0.5 mL | Krabbe disease (globoid cell leukodystrophy) is an autosomal recessive lysosomal disorder caused by deficient activity of the enzyme galactocerebrosidase (GALC). GALC facilitates the lysosomal degradation of psychosine (galactosylsphingosine) and 3 other substrates, galactosylceramide, lactosylceramide, and lactosylsphingosine. Krabbe disease is caused by variants in theGALCgene, and it has an estimated frequency of 1 in 250,000 births. The clinical course of Krabbe disease can be variable, even within the same family. Eighty-five percent to 90% of patients present before the first year of life with central nervous system impairment, including increasing irritability, developmental delay, and sensitivity to stimuli. Rapid neurodegeneration, including white matter disease follows, with death usually occurring by 2 years of age. Late onset forms of the disease affect 10% to15% of individuals and are characterized by ataxia, vision loss, weakness, and psychomotor regression, typically presenting from age 6 months to the seventh decade of life. Newborn screening for Krabbe disease has been implemented in some states. The early (presymptomatic) identification and subsequent testing of infants at risk for Krabbe disease may be helpful in reducing the morbidity and mortality associated with this disease. While treatment is mostly supportive, hematopoietic stem cell transplantation has shown some success if performed prior to onset of neurologic damage. Psychosine is 1 of 4 substrates degraded by GALC and is a neurotoxin at elevated concentrations. It has been shown to be elevated in patients with active Krabbe disease or with saposin A cofactor deficiency and, therefore, may be a useful biomarker for the presence of disease or disease progression. Reduced or absent GALC in leukocytes (GALCW / Galactocerebrosidase, Leukocytes) or dried blood spots (PLSD / Lysosomal and Peroxisomal Disorders Screen, Blood Spot) along with elevated psychosine levels can indicate a diagnosis of Krabbe disease. Molecular sequencing of theGALCgene (KRABZ / Krabbe Disease, Full Gene Analysis and Large [30 kb] Deletion, Varies) allows for detection of the disease-causing variants in affected patients and carrier detection in family members. Individuals with a disease phenotype similar to Krabbe disease may have saposin A cofactor deficiency. Saposin A cofactor deficiency also results in elevated psychosine levels. Testing for this condition via molecular analysis ofPSAPis useful in those with elevated psychosine and normal to moderately reduced GALC activity with normal molecular geneticGALCsequencing. | Normal <5 pmol/g Hb | An elevation of psychosine is indicative of Krabbe disease or saposin A cofactor deficiency. | Individuals with later onset disease, such as adult-onset Krabbe disease, may have a normal psychosine result. | 1. Newborn Screening ACT Sheet [Decreased galactocerebrosidase, elevated psychosine] Krabbe Disease (infantile form). American College of Medical Genetics and Genomics; 2021. Updated May 2022. Accessed June 10, 2024. Available at www.acmg.net/PDFLibrary/Krabbe-Infantile.pdf 2. Newborn Screening ACT Sheet [Decreased galactocerebrosidase, mildly elevated psychosine] Krabbe Disease (late-onset form). American College of Medical Genetics and Genomics; 2021. Updated May 2022. Accessed June 10, 2024. Available www.acmg.net/PDFLibrary/Krabbe-Later-Onset.pdf 3. Kwon JM, Matern D, Kurtzberg J, et al. Consensus guidelines for newborn screening, diagnosis and treatment of infantile Krabbe disease. Orphanet J Rare Dis. 2018;13(1):30. doi:10.1186/s13023-018-0766-x 4. Orsini JJ, Escolar ML, Wasserstein MP, et al. Krabbe disease. In: Adam MP, Mirzaa GM, Pagon R, eds. GeneReviews [Interntet]. University of Washington, Seattle; 2000. Updated October 11, 2018. Accessed August 31, 2023. Available at www.ncbi.nlm.nih.gov/books/NBK1238/ 5. Turgeon CT, Orsini JJ, Sanders KA, et al. Measurement of psychosine in dried blood spots-a possible improvement to newborn screening programs for Krabbe disease. J Inherit Metab Dis. 2015;38(5):923-929 6. Wenger DA, Escolar ML, Luzi P, Rafi MA. Krabbe disease (globoid cell leukodystrophy). In: Valle D, Antonarakis S, Ballabio A, Beaudet AL, Mitchell GA, eds. The Online Metabolic and Molecular Bases of Inherited Disease. McGraw-Hill; 2019. Accessed August 31, 2023. Available at https://ommbid.mhmedical.com/content.aspx?sectionid=225546481&bookid=2709 7. Guenzel AJ, Turgeon CT, Nickander KK, et al. The critical role of psychosine in screening, diagnosis, and monitoring of Krabbe disease. Genet Med. 2020;22(6):1108-1118. doi:10.1038/s41436-020-0764-y 8. Thompson-Stone R, Ream MA, Gelb M, et al. Consensus recommendations for the classification and long-term follow up of infants who screen positive for Krabbe disease. Mol Genet Metab. 2021;134(1-2):53-59. doi:10.1016/j.ymgme.2021.03.016 | Psychosine is extracted from washed red blood cells and quantified using an isotopically labeled internal standard by liquid chromatography tandem mass spectrometry.(UnpublishedMayomethod) | 3 to 7 days | Residual whole blood: 14 days; Lysate: 2 months | This test was developed and its performance characteristics determined by Mayo Clinic in a manner consistent with CLIA requirements. It has not been cleared or approved by the US Food and Drug Administration. | 82542 | Psychosine, RBC | 93687-2 | 606151 | Reviewed By | 18771-6
PSYQP | Psychotropic Pharmacogenomics Gene Panel, Varies | Individualizing selection and dosage of medications prescribed for treatment of depression and other psychiatric disorders based on genetic variation Identifying genetic variation in genes known to be associated with response and/or risk of toxicity with psychotropic medications Evaluating patients who have failed therapy with selective serotonin reuptake inhibitors (SSRI) Evaluating patients with treatment-resistant depression Predicting response time to improvement with SSRI | Real-Time Polymerase Chain Reaction (RT-PCR) with Allelic Discrimination Analysis/Qualitative Allele-Specific RT-PCR/PCR followed by Sizing Analysis | Yes | Psychotropic PGx Panel, V | If a specimen requires follow-up forCYP2D6, then reflex testing will be performed as appropriate at an additional charge. | Submit only 1 of the following specimens: Specimen Type:Whole blood Container/Tube:Lavender top (EDTA) Specimen Volume:3 mL Collection Instructions: 1. Invert several times to mix blood. 2. Send whole blood specimen in original tube.Do not aliquot. Specimen Stability Information: Ambient (preferred) 9 days/Refrigerated 30 days Specimen Type:Saliva Patient Preparation:Patient should not eat, drink, smoke, or chew gum 30 minutes prior to collection. Supplies:Saliva Swab Collection Kit (T786) Specimen Volume:2 Swabs, use 2 kits for collection Collection Instructions: Collect and send specimen per kit instructions. Additional Information: Due to lower concentration of DNA yielded from saliva, testing cannot proceed to reflex testing for CYP2D6 sequencing and will stop after initial testing is complete. Specimen Stability Information: Ambient 30 days Specimen Type:Extracted DNA Container/Tube:2-mL screw top tube Specimen Volume:100 mcL (microliters) Collection Instructions: 1. The preferred volume is 100 mcL at a concentration of 50 ng/mcL. 2. Provide concentration of DNA and volume on tube. Specimen Stability Information: Frozen (preferred) 1 year/Ambient/Refrigerated | Blood: 1 mL Saliva, extracted DNA: see Specimen Required | This panel provides a comprehensive analysis for multiple genes that have strong pharmacogenomic associations with medications used in the treatment of psychiatric disorders, including depression. Each sample is tested for specific variations with known functional impact. Pharmacogenomic data for the following specific variants are reviewed and reported (if present): -ADRA2Ars1800544 -ANKK1(DRD2associated) rs1800497 -CHRNA3rs1051730 -COMTrs4680 -CYP1A2 *1F,*1K,*6, and*7 -CYP2B6 *4, *5, *6, *7, *8, *9, *11, *12, *13, *14, *15, *16(also known as*18.002), *18, *19, *20, *22, *26, *27, , *35, *36, and *38 -CYP2C9*2,*3,*4,*5,*6,*8,*9,*11,*12,*13,*14,*15,*16,*17,*18,*25,*26,*28,*30,*33, and*35 -CYP2C19*2,*3,*4,*5,*6,*7,*8,*9,*10,*17, and*35 -CYP2D6*2,*3,*4,*4N,*5,*6,*7,*8,*9,*10,*11,*12,*13,*14A(now known as*114),*14B(now known as*14),*15,*17,*29,*35,*36,*41, *59,*68, andCYP2D6gene duplication; additionalCYP2D6variants may be detected through the reflex testing process -CYP3A4*8,*11,*12,*13,*16,*17,*18,*22, and*26 -CYP3A5*3,*6,*7,*8, and*9 -DRD2rs1799978 -EPHX1rs2234922 -GRIK4rs1954787 -HLA-A*31:01 -HLA-B*15:02 -HTR2Ars7997012 -HTR2Crs3813929 and rs1414334 -MTHFRrs1801131 and rs1801133 -OPRM1rs1799971 -SCN1Ars3812718 -SLC6A4linked polymorphic region (LPR), a 44-base pair promoter insertion/deletion polymorphism -UGT2B15rs1902023 Based on the results of each assay, a genotype is assigned, and a phenotype is predicted for each gene. Assessment of multiple genes may assist the ordering clinician with personalized drug recommendations, avoidance of adverse drug reactions, and optimization of drug treatment. | An interpretive report will be provided. | An interpretive report will be provided that focuses on medications and genes with published pharmacogenomic practice guidance by the Clinical Pharmacogenetics Implementation Consortium or other professional organizations,(1-3) where strong US Food and Drug Administration guidance has been issued in drug labels,(4) or where peer-reviewed literature strongly suggests that assessment of pharmacogenomic variants may enhance patient care.(5-8) For additional information regarding pharmacogenomic genes and their associated medications, seePharmacogenomic Associations Tables. This resource also includes information regarding enzyme inhibitors and inducers, as well as potential alternate drug choices. | Specimens may contain donor DNA if obtained from patients who received non-leukoreduced blood transfusions or allogeneic hematopoietic stem cell transplantation. Results from specimens obtained under these circumstances may not accurately reflect the recipient's genotype. For individuals who have received blood transfusions, the genotype usually reverts to that of the recipient within 6 weeks. For individuals who have received allogeneic hematopoietic stem cell transplantation, a pretransplant DNA specimen is recommended for testing. Genetic test results in patients who have undergone liver transplantation may not accurately reflect the patient's genetic status for the genes on this panel. This test is not designed to provide specific dosing recommendations and is to be used as an aid to clinical decision making only. Drug-label guidance should be used when dosing patients with medications regardless of the predicted phenotype. For additional information, see the following tests: -1A2Q / Cytochrome P4501A2Genotype, Varies -2C9QT / Cytochrome P4502C9Genotype, Varies -2C19R / Cytochrome P4502C19Genotype, Varies -2D6Q / Cytochrome P4502D6Comprehensive Cascade, Varies -3A4Q / Cytochrome P4503A4Genotype, Varies -3A5Q / Cytochrome P4503A5Genotype, Varies -CARBR / Carbamazepine Hypersensitivity Pharmacogenomics, Varies -COMTQ / Catechol-O-Methyltransferase (COMT) Genotype, Varies | 1. PharmVar: Pharmacogene Variation Consortium. Updated September 26, 2023. Accessed October 25, 2023. Available at www.pharmvar.org/ 2. Clinical Pharmacogenetics Implementation Consortium (CPIC). Updated September 23, 2022. Accessed October 25, 2023.Available at https://cpicpgx.org/ 3. Hicks JK, Sangkuhl K, Swen JJ, et al. Clinical Pharmacogenetics Implementation Consortium guideline (CPIC) for CYP2D6 and CYP2C19 genotypes and dosing of tricyclic antidepressants: 2016 update. Clin Pharmacol Ther. 2017;102(1):37-44. doi:10.1002/cpt.597 4. U.S National Library of Medicine: DailyMed. National Institutes of Health. Accessed October 25, 2023. Available at https://dailymed.nlm.nih.gov/dailymed/index.cfm 5. Bradley P, Shiekh M, Mehra V, et al. Improved efficacy with targeted pharmacogenetic-guided treatment of patients with depression and anxiety: A randomized clinical trial demonstrating clinical utility. J Psychiatr Res. 2018;96:100-107 6. Brennan FX, Gardner KR, Lombard J, et al. A naturalistic study of the effectiveness of pharmacogenetic testing to guide treatment in psychiatric patients with mood and anxiety disorders. Prim Care Companion CNS Disord. 2015;17(2). doi:10.4088/PCC.14m01717 7. Perez V, Salavert A, Espadaler J, et al. Efficacy of prospective pharmacogenetic testing in the treatment of major depressive disorder: results of a randomized, double-blind clinical trial. BMC Psychiatry. 2017;17(1):250 8. Reynolds GP, McGowan OO, Dalton CF. Pharmacogenomics in psychiatry: the relevance of receptor and transporter polymorphisms. Br J Clin Pharmacol.2014;77(4):654-672 9. Crews KR, Monte AA, Huddart R, et al. Clinical Pharmacogenetics Implementation Consortium Guideline for CYP2D6, OPRM1, and COMT Genotypes and Select Opioid Therapy. Clin Pharmacol Ther. 2021;110(4):888-896. doi:10.1002/cpt.2149 | Genomic DNA is extracted from the sample. Genotyping for the following genes is performed using a polymerase chain reaction (PCR)-based 5'-nuclease assay. Fluorescently labeled detection probes anneal to the target DNA:ANKK1,ADRA2, CHRNA3, COMT, CYP1A2, CYP2B6, CYP2C9, CYP2C19, CYP2D6, CYP3A4, CYP3A5, DRD2, EPHX1, GRIK4, HTR2A, HTR2C, MTHFR, OPRM1, SCN1A,andUGT2B15.PCR is used to amplify the section of DNA that contains the variant. If the detection probe is an exact match to the target DNA, the 5'-nuclease polymerase degrades the probe, the reporter dye is released from the effects of the quencher dye, and a fluorescent signal is detected. Genotypes are assigned based on the allele-specific fluorescent signals that are detected.(Unpublished Mayo method) Amplification for theHLA-B*15:02andHLA-A*31:01alleles and an internal control gene is performed by real-time PCR in the presence of SYBR Green, which fluoresces when bound to double-stranded DNA. A genotype is assigned based on the allele-specific SYBR Green fluorescent signals that are detected.(Unpublished Mayo method) SLC6A4is performed utilizing PCR amplification of the region surrounding the polymorphism followed by size separation of the products.(Lesch KP, Bengel D, Heils A, et al. Association of anxiety-related traits with a polymorphism in the serotonin transporter gene regulatory region. Science. 1996;274[5292]:1527-1531) CYP2D6Copy Number Assay: This assay utilizes a duplex real-time PCR, which includes 1 copy number probe and a reference assay per reaction. Each copy number probe detects the genomic sequence of interest and the reference assay detects a sequence that is known to be present in 2 copies in a diploid genome. Relative quantitation is used to determine the relative copy number of the target of interest in a genomic DNA (gDNA) sample normalized to10 ng/mcL for each probe. Each probe is normalized to the known copy number of the reference sequence, and compared to a calibrator sample with known copies of the target sequence included with each run.(Package insert: Taqman Copy Number Assays. Applied Biosystems; Revision D, 02/2019) 2D6 Sequencing Assays (Tier 2, as needed): TheCYP2D6allele of interest is amplified by PCR. The PCR product is then purified and sequenced in both directions using fluorescent dye-terminator chemistry. Sequencing products are separated on an automated sequencer and trace files analyzed for variations in the exons and intron/exon boundaries of all 9 exons using mutation detection software and visual inspection.(Unpublished Mayo method) | 3 to 14 days | Whole blood/Saliva: 2 weeks; Extracted DNA: 2 months | This test was developed and its performance characteristics determined by Mayo Clinic in a manner consistent with CLIA requirements. It has not been cleared or approved by the US Food and Drug Administration. | 81418 | Psychotropic PGx Panel, V | 94753-1 | 610226 | CYP3A5 Phenotype | 79717-5
PTFIB | PT-Fibrinogen, Plasma | Detecting increased or decreased fibrinogen (factor 1) concentration of acquired or congenital origin Differentiating hypofibrinogenemia from dysfibrinogenemia | Only orderable as part of a coagulation reflex. For more information see: ALUPP / Lupus Anticoagulant Profile, Plasma ALBLD / Bleeding Diathesis Profile, Limited, Plasma AATHR / Thrombophilia Profile, Plasma and Whole Blood APROL / Prolonged Clot Time Profile, Plasma ADIC / Disseminated Intravascular Coagulation/Intravascular Coagulation and Fibrinolysis (DIC/ICF) Profile, Plasma Optical Clot-Based | Yes | PT-Fibrinogen, P | Plasma Na Cit | Only orderable as part of a coagulation reflex. For more information see: ALUPP / Lupus Anticoagulant Profile, Plasma ALBLD / Bleeding Diathesis Profile, Limited, Plasma AATHR / Thrombophilia Profile, Plasma and Whole Blood APROL / Prolonged Clot Time Profile, Plasma ADIC / Disseminated Intravascular Coagulation/Intravascular Coagulation and Fibrinolysis (DIC/ICF) Profile, Plasma |  | Fibrinogen, also known as factor 1, is a plasma protein that can be transformed by thrombin into a fibrin gel ("the clot"). Fibrinogen is synthesized in the liver and circulates in the plasma as a disulfide-bonded dimer of 3 subunit chains. The biological half-life of plasma fibrinogen is 3 to 5 days. An isolated deficiency of fibrinogen may be inherited as an autosomal recessive trait (afibrinogenemia or hypofibrinogenemia) and is one of the rarest of the inherited coagulation factor deficiencies. Acquired causes of decreased fibrinogen levels include acute or decompensated intravascular coagulation and fibrinolysis (disseminated intravascular coagulation), advanced liver disease, L-asparaginase therapy, and therapy with fibrinolytic agents (eg, streptokinase, urokinase, tissue plasminogen activator). Fibrinogen function abnormalities, dysfibrinogenemias, may be inherited (congenital) or acquired. Patients with dysfibrinogenemia are generally asymptomatic. However, the congenital dysfibrinogenemias are more likely than the acquired to be associated with bleeding or thrombotic disorders. While the dysfibrinogenemias are generally not associated with clinically significant hemostasis problems, they characteristically produce a prolonged thrombin time clotting test. Congenital dysfibrinogenemias usually are inherited as autosomal codominant traits. Acquired dysfibrinogenemias mainly occur in association with liver disease (eg, chronic hepatitis, hepatoma) or kidney diseases associated with elevated fibrinogen levels. Fibrinogen is an acute-phase reactant, so a number of acquired conditions can result in an increase in its plasma level: -Acute or chronic inflammatory illnesses -Nephrotic syndrome -Liver disease and cirrhosis -Pregnancy or estrogen therapy -Compensated intravascular coagulation The finding of an increased level of fibrinogen in a patient with obscure symptoms suggests an organic rather than a functional condition. Chronically increased fibrinogen has been recognized as a risk factor for development of arterial and venous thromboembolism. | Only orderable as part of a coagulation reflex. For more information see: ALUPP / Lupus Anticoagulant Profile, Plasma ALBLD / Bleeding Diathesis Profile, Limited, Plasma AATHR / Thrombophilia Profile, Plasma and Whole Blood APROL / Prolonged Clot Time Profile, Plasma ADIC / Disseminated Intravascular Coagulation/Intravascular Coagulation and Fibrinolysis (DIC/ICF) Profile, Plasma 261-595 mg/dL In normal full-term newborns and in healthy pre-mature infants (30-36 weeks gestation) fibrinogen is near adult levels (>150) and remains at adult levels throughout childhood. | This test assesses the level of total clottable fibrinogen (see Cautions). | Fibrinogen assay results may be affected by excess heparin (>1 U/mL), hemoglobin (>100 mg/dL), triglycerides (>700 mg/dL), bilirubin (>15 mg/dL), and by degradation products (fibrin or fibrinogen) in the plasma assayed. | Favaloro EJ, Lippi G. eds. Hemostasis and Thrombosis, Methods and Protocols. Humana Press 2017. | The PT Fibrinogen assay is performed using the HemosIL PT-Fibrinogen kit on the Instrumentation Laboratory ACL TOP. Prothrombin Time (PT) thromboplastin reagent is added to patient plasma; endogenous thrombin from the patient’s plasma is generated during the reaction and converts fibrinogen to fibrin. This change from fibrinogen to fibrin is monitored by the instrument through reading the light absorbance over a set amount of time. At the end of the allotted time, the instrument uses a set algorithm to determine the delta and plot it against the calibration curve. The delta value is directly proportional to the amount of fibrinogen in the sample.(Package insert: HemosIL PT Fibrinogen. Instrumentation Laboratory Company; 01/2016) | 1 day | 7 days | This test has been cleared, approved, or is exempt by the US Food and Drug Administration and is used per manufacturer's instructions. Performance characteristics were verified by Mayo Clinic in a manner consistent with CLIA requirements. | 85385 | PT-Fibrinogen, P | 3255-7 | PTFIB | PT-Fibrinogen, P | 3255-7
PTNZ | PTEN Hamartoma Tumor Syndrome, PTEN Full Gene Analysis, Varies | Evaluating patients with a personal or family history suggestive of PTEN hamartoma tumor syndrome (PHTS) Establishing a diagnosis of PHTS allowing for targeted cancer surveillance based on associated risks Identifying variants within genes known to be associated with increased risk for PHTS allowing for predictive testing of at-risk family members | Sequence Capture and Targeted Next-Generation Sequencing (NGS) followed by Polymerase Chain Reaction (PCR) and Sanger Sequencing. | Yes | PTEN Full Gene Analysis | Varies | Patient Preparation:A previous bone marrow transplant from an allogenic donor will interfere with testing. Call 800-533-1710 for instructions for testing patients who have received a bone marrow transplant. Specimen Type:Whole blood Container/Tube: Preferred:Lavender top (EDTA) or yellow top (ACD) Acceptable:Any anticoagulant Specimen Volume:3 mL Collection Instructions: 1. Invert several times to mix blood. 2. Send whole blood specimen in original tube.Do notaliquot. Specimen Stability Information:Ambient (preferred) 4 days/Refrigerated | 1 mL | Germline variants in thePTENgene are associated with a rare group of overlapping clinical syndromes collectively referred to as PTEN hamartoma tumor syndrome (PHTS). This includes Cowden syndrome, Bannayan-Riley-Ruvalcaba syndrome, Proteus syndrome, Proteus-like syndrome, and autism with macrocephaly.(1,2) PHTS is inherited in an autosomal dominant manner.(1) Between 10% to 48% of individuals with PHTS have ade novoPTENvariant.(3) Affected individuals have an increased risk of cancer, including cancers of the breast, endometrium, thyroid, kidney, and colon.(1) Individuals with PHTS also may present with macrocephaly, vascular lesions, trichilemmomas, mucocutaneous papillomatous papules, lipomatosis, hemangiomatosis, and pigmented macules on the glans penis.(1) Dysplastic gangliocytoma of the cerebellum, also known as Lhermitte-Duclos disease, is another hamartomatous tumor associated with PHTS.(1) Intellectual disability, developmental delay, and autism are commonly seen in individuals with PHTS.(1) Since it was reported thatPTENvariants account for 10% to 20% of individuals with autism with macrocephaly, the American College of Medical Genetics and Genomics has recommendedPTENgene testing in individuals with both features.(4) The long-term clinical outcomes of individuals withPTEN-related autism with macrocephaly is not currently known.(1,2) As such, individuals withPTEN-related autism with macrocephalyshould follow the same cancer screening recommendations provided for PHTS.(1,2) The National Comprehensive Cancer Network provides recommendations regarding the medical management of individuals with PHTS.(5) | An interpretive report will be provided. | All detected variants are evaluated according to American College of Medical Genetics and Genomics recommendations.(6) Variants are classified based on known, predicted, or possible pathogenicity and reported with interpretive comments detailing their potential or known significance. | Clinical Correlations: Test results should be interpreted in the context of clinical findings, family history, and other laboratory data. Misinterpretation of results may occur if the information provided is inaccurate or incomplete. If testing was performed because of a clinically significant family history, it is often useful to first test an affected family member. Detection of a reportable variant in an affected family member would allow for more informative testing of at-risk individuals. To discuss the availability of additional testing options or for assistance in the interpretation of these results, contact the Mayo Clinic Laboratories genetic counselors at 800-533-1710. Technical Limitations: Next-generation sequencing may not detect all types of genomic variants. In rare cases, false-negative or false-positive results may occur. The depth of coverage may be variable for some target regions; assay performance below the minimum acceptable criteria or for failed regions will be noted. Given these limitations, negative results do not rule out the diagnosis of a genetic disorder. If a specific clinical disorder is suspected, evaluation by alternative methods can be considered. There may be regions of genes that cannot be effectively evaluated by sequencing or deletion and duplication analysis as a result of technical limitations of the assay, including regions of homology, high guanine-cytosine (GC) content, and repetitive sequences. Confirmation of select reportable variants will be performed by alternate methodologies based on internal laboratory criteria. This test is validated to detect 95% of deletions up to 75 base pairs (bp) and insertions up to 47 bp.Deletions-insertions (delins)of 40 or more bp, including mobile element insertions, may be less reliably detected than smaller delins. Deletion/Duplication Analysis: This analysis targets single and multi-exon deletions/duplications; however, in some instances, single exon resolution cannot be achieved due to isolated reduction in sequence coverage or inherent genomic complexity. Balanced structural rearrangements (such as translocations and inversions) may not be detected. This test is not designed to detect low levels of mosaicism or to differentiate between somatic and germline variants. If there is a possibility that any detected variant is somatic, additional testing may be necessary to clarify the significance of results. For detailed information regarding gene-specific performance and technical limitations, see Method Description or contact a laboratory genetic counselor. If the patient has had an allogeneic hematopoietic stem cell transplant or a recent blood transfusion, results may be inaccurate due to the presence of donor DNA. Call Mayo Clinic Laboratories for instructions for testing patients who have received a bone marrow transplant. Reclassification of Variants: Currently, it is not standard practice for the laboratory to systematically review previously classified variants on a regular basis. The laboratory encourages healthcare providers to contact the laboratory at any time to learn how the classification of a particular variant may have changed over time. Variant Evaluation:Evaluation and categorization of variants are performed using published American College of Medical Genetics and Genomics and the Association for Molecular Pathology recommendations as a guideline.(6) Other gene-specific guidelines may also be considered. Variants are classified based on known, predicted, or possible pathogenicity and reported with interpretive comments detailing their potential or known significance. Variants classified as benign or likely benign are not reported. Multiple in silico evaluation tools may be used to assist in the interpretation of these results. The accuracy of predictions made by in silico evaluation tools is highly dependent upon the data available for a given gene, and periodic updates to these tools may cause predictions to change over time. Results from in silico evaluation tools should be interpreted with caution and professional clinical judgment. | 1. Yehia L, Eng C: PTEN hamartoma tumor syndrome. In: Adam MP, Everman DB, Mirzaa GM, et al, eds. GeneReviews [Internet]. University of Washington, Seattle; 2001. Updated February 11, 2021. Accessed November 7, 2022. Available at www.ncbi.nlm.nih.gov/books/NBK1488/ 2. Yehia L, Keel E, Eng C: The clinical spectrum ofPTENmutations. Annu Rev Med. 2020 Jan 27;71:103-116 3. Mester J, Eng C: Estimate of de novo mutation frequency in probands with PTEN hamartoma tumor syndrome. Genet Med. 2012 Sep;14(9):819-822 4. Schaefer BG, Mendelsohn NJ, Professional Practice and Guidelines Committee: Clinical genetics evaluation in identifying the etiology of autism spectrum disorders: 2013 guideline revisions. Genet Med. 2013 May;15(5):399-407 5. Daly MB, Pal T, Berry MP, et al: Genetic/familial high-risk assessment: Breast, ovarian, and pancreatic, version 2.2021, NCCN clinical practice guidelines in oncology. J Natl Compr Canc Netw. 2021 Jan 6;19(1):77-102 6. Richards S, Aziz N, Bale S, et al: Standards and guidelines for the interpretation of sequence variants: a joint consensus recommendation of the American College of Medical Genetics and Genomics and the Association for Molecular Pathology. Genet Med. 2015 May;17(5):405-424 | Next-generation sequencing (NGS) and/or Sanger sequencing are performed to test for the presence of variants in coding regions and intron/exon boundaries of thePTENgene, as well as some other regions that have known disease-causing variants. The human genome reference GRCh37/hg19 build was used for sequence read alignment. At least 99% of the bases are covered at a read depth over 30X. Sensitivity is estimated at above 99% for single nucleotide variants, above 94% for deletion/insertions (delins) less than 40 base pairs (bp), above 95% for deletions up to 75 bp and insertions up to 47 bp. NGS and/or a polymerase chain reaction-based quantitative method is performed to test for the presence of deletions and duplications in thePTENgene. There may be regions of the gene that cannot be effectively evaluated by sequencing or deletion and duplication analysis as a result of technical limitations of the assay, including regions of homology, high guanine-cytosine (GC) content, and repetitive sequences.(Unpublished Mayo method) The reference transcript forPTENgene is NM_000314.8. Reference transcript numbers may be updated due to transcript re-versioning. Always refer to the final patient report for gene transcript information referenced at the time of testing. Confirmation of select reportable variants may be performed by alternate methodologies based on internal laboratory criteria. | 21 to 28 days | Whole blood: 2 weeks (if available); Extracted DNA: 3 months | This test was developed and its performance characteristics determined by Mayo Clinic in a manner consistent with CLIA requirements. It has not been cleared or approved by the US Food and Drug Administration. | 81321 | PTEN Full Gene Analysis | 94223-5 | 614826 | Released By | 18771-6
FPTH | PTH Antibody |  | Radiobinding Assay | Yes | PTH Ab | Serum | Specimen Type: Serum Collection Container/Tube: Red or SST Submission Container/Tube:Plastic vial Specimen Volume: 1 mL Collection Instructions: 1. Draw blood in a plain, red-top tube(s), serum gel tube(s) is acceptable. 2. Centrifuge and send 1 mL of serum ambient in a plastic vial. | 0.5 mL |  | Negative |  |  |  |  | 4 to 14 days |  | This test was developed and its analytical performance characteristics have been determined by Quest Diagnostics. It has not been cleared or approved by FDA. This assay has been validated pursuant to the CLIA regulations and is used for clinical purposes. | 83519 | PTH Ab | 13928-7 | Z1555 | PTH Ab | 13928-7
PU1 | PU.1 Immunostain, Technical Component Only | Classification of lymphomas | Immunohistochemistry (IHC) | Yes | PU.1 IHC, Tech Only | For the initial technical component only immunohistochemical (IHC) stain performed, the appropriate bill-only test ID will be reflexed and charged (IHTOI). For each additional technical component only IHC stain performed, an additional bill-only test ID will be reflexed and charged (IHTOA). | Supplies: Immunostain Technical Only Envelope (T693) Specimen Type:Tissue Container/Tube:Immunostain Technical Only Envelope Preferred:2 Unstained positively charged glass slide (25- x 75- x 1-mm) per test ordered; sections 4-microns thick. Acceptable:Formalin-fixed, paraffin-embedded tissue block |  | PU.1 is an erythroblast transformation specific family transcription factor that regulates expression of immunoglobulin genes and other genes important in B-cell development. The nuclear protein is expressed in B cells in the germinal center and mantle zone. It is not expressed in plasma cells. PU.1 also plays a role in the differentiation of myeloid cells and is expressed in macrophages (strong staining), mast cells, early erythroid cells, and megakaryocytes. Expression of BOB.1, OCT-2, and PU.1 transcription factors are often downregulated in classical Hodgkin lymphoma. This property can be useful in lymphoma diagnosis. |  | This test does not include pathologist interpretation, only technical performance of the stain. If interpretation is required, order PATHC / Pathology Consultation for a full diagnostic evaluation or second opinion of the case. The positive and negative controls are verified as showing appropriate immunoreactivity. If a control tissue is not included on the slide, a scanned image of the relevant quality control tissue is available upon request; call 855-516-8404. Interpretation of this test should be performed in the context of the patient's clinical history and other diagnostic tests by a qualified pathologist. | Age of a cut paraffin section can affect immunoreactivity. Stability thresholds vary widely among published literature and are antigen dependent. Best practice is for paraffin sections to be cut within 6 weeks. | 1. Marafioti T, Mancini C, Ascani S, et al. Leukocyte-specific phosphoprotein-1 and PU.1: two useful markers for distinguishing T-cell-rich B-cell lymphoma from lymphocyte-predominant Hodgkin's disease. Haematologica. 2004;89(8):957-964. 2. Torlakovic E, Tierens A, Dang HD, Delabie J. The transcription factor PU.1, necessary for B-cell development is expressed in lymphocyte predominance, but not classical Hodgkin's disease. Am J Pathol. 2001;159(5):1807-1814. doi:10.1016/S0002-9440(10)63027-1 3. Torlakovic E, Tierens A, Dang HD, Delabie J. The transcription factor PU.1, necessary for B-cell development is expressed in lymphocyte predominance, but not classical Hodgkin's disease. Am J Pathol. 2001;159(5):1807-1814. doi:10.1016/S0002-9440(10)63027-1 4. McCune RC, Syrbu SI, Vasef MA. Expression profiling of transcription factors Pax-5, Oct-1, Oct-2, BOB.1, and PU.1 in Hodgkin's and non-Hodgkin's lymphomas: a comparative study using high throughput tissue microarrays. Mod Pathol. 2006;19(7):1010-1018. doi:10.1038/modpathol.3800622 5. Loddenkemper C, Anagnostopoulos I, Hummel M, et al. Differential Emu enhancer activity and expression of BOB.1/OBF.1, Oct2, PU.1, and immunoglobulin in reactive B-cell populations, B-cell non-Hodgkin lymphomas, and Hodgkin lymphomas. J Pathol. 2004;202(1):60-69. doi:10.1002/path.1485 6. Lin J, Liu W, Luan T, et al. High expression of PU.1 is associated with Her-2 and shorter survival in patients with breast cancer. Oncol Lett. 2017;14(6):8220-8226. doi:10.3892/ol.2017.7204 7. Magaki S, Hojat SA, Wei B, So A, Yong WH. An introduction to the performance of immunohistochemistry. Methods Mol Biol. 2019;1897:289-298. doi:10.1007/978-1-4939-8935-5_25 | Immunohistochemistry on sections of paraffin-embedded tissue.(Unpublished Mayo method) | 1 to 3 days | Until staining is complete. | This test has been cleared, approved, or is exempt by the US Food and Drug Administration and is used per manufacturer's instructions. Performance characteristics were verified by Mayo Clinic in a manner consistent with CLIA requirements. | 88342-TC, primary88341-TC, if additional IHC | PU.1 IHC, Tech Only | Order only;no result | 70857 | PU.1 IHC, Tech Only | Bill only; no result
PUSE | Pumpkin Seed, IgE, Serum | Establishing the diagnosis of an allergy to pumpkin seed Defining the allergen responsible for eliciting signs and symptoms Identifying allergens: -Responsible for allergic response and/or anaphylactic episode -To confirm sensitization prior to beginning immunotherapy -To investigate the specificity of allergic reactions to insect venom allergens, drugs, or chemical allergens Testing for IgE antibodies isnot usefulin patients previously treated with immunotherapy to determine if residual clinical sensitivity exists, or in patients in whom the medical management does not depend upon identification of allergen specificity. | Fluorescence Enzyme Immunoassay (FEIA) | Yes | Pumpkin Seed, IgE | Serum | Collection Container/Tube: Preferred:Serum gel Acceptable:Red top Submission Container/Tube:Plastic vial Specimen Volume:0.5 mL for every 5 allergens requested Collection Instructions:Centrifuge and aliquot serum into a plastic vial. | For 1 allergen: 0.3 mL For more than 1 allergen: (0.05 mL x number of allergens) + 0.25 mL dead space | Clinical manifestations of immediate hypersensitivity (allergic) diseases are caused by the release of proinflammatory mediators (histamine, leukotrienes, and prostaglandins) from IgE-sensitized effector cells (mast cells and basophils) when cell-bound IgE antibodies interact with an allergen. In vitro serum testing for IgE antibodies provides an indication of the immune response to allergens that may be associated with allergic disease. The allergens chosen for testing often depend upon the age of the patient, history of allergen exposure, season of the year, and clinical manifestations. In individuals predisposed to develop allergic disease, the sequence of sensitization and clinical manifestations proceed as follows: eczema and respiratory disease (rhinitis and bronchospasm) in infants and children less than 5 years due to food sensitivity (milk, egg, soy, and wheat proteins) followed by respiratory disease (rhinitis and asthma) in older children and adults due to sensitivity to inhalant allergens (dust mite, mold, and pollen inhalants). | Class,IgE kU/L,Interpretation, 0,<0.10,Negative, 0/1,0.10-0.34,Borderline/equivocal, 1,0.35-0.69,Equivocal, 2,0.70-3.49,Positive, 3,3.50-17.4,Positive, 4,17.5-49.9,Strongly positive, 5,50.0-99.9,Strongly positive, 6,> or =100,Strongly positive, | Detection of IgE antibodies in serum (class 1 or greater) indicates an increased likelihood of allergic disease as opposed to other etiologies and defines the allergens that may be responsible for eliciting signs and symptoms. The level of IgE antibodies in serum varies directly with the concentration of IgE antibodies expressed as a class score or kU/L. | Testing for IgE antibodies is not useful in patients previously treated with immunotherapy to determine if residual clinical sensitivity exists or in patients in whom the medical management does not depend upon identification of allergen specificity. Some individuals with clinically insignificant sensitivity to allergens may have measurable levels of IgE antibodies in serum, and test results must be interpreted in the clinical context. False-positive results for IgE antibodies may occur in patients with markedly elevated serum IgE (>2500 kU/L) due to nonspecific binding to allergen solid phases. | Homburger HA, Hamilton RG: Allergic diseases. In: McPherson RA, Pincus MR, eds. Henry's Clinical Diagnosis and Management by Laboratory Methods. 23rd ed. Elsevier; 2017:1057-1070 | Specific IgE from the patient's serum reacts with the allergen of interest, which is covalently coupled to an ImmunoCAP. After washing away nonspecific IgE, enzyme-labeled anti-IgE antibody is added to form a complex. After incubation, unbound anti-IgE is washed away, and the bound complex incubated with a developing agent. After stopping the reaction, the fluorescence of the eluate is measured. Fluorescence is proportional to the amount of specific IgE present in the patient's sample (ie, the higher the fluorescence value, the more IgE antibody is present).(Package insert: ImmunoCAP System Specific IgE FEIA. Phadia; Rev 06/2020) | Same day/1 to 3 days | 14 days | This test was developed and its performance characteristics determined by Mayo Clinic in a manner consistent with CLIA requirements. It has not been cleared or approved by the US Food and Drug Administration. | 86003 | Pumpkin Seed, IgE | 11193-0 | PUSE | Pumpkin Seed, IgE | 11193-0
PUPYP | Purines and Pyrimidines Panel, Plasma | Evaluating patients with symptoms suspicious for disorders of purine and pyrimidine metabolism Monitoring patients with disorders of purine and pyrimidine metabolism Laboratory evaluation of primary and secondary hyperuricemias Assessing tolerance for fluoropyrimidine drugs used in cancer treatment Aiding in the diagnosis of individuals with suspected dihydropyrimidine dehydrogenase deficiency | Liquid Chromatography Tandem Mass Spectrometry (LC-MS/MS) | Yes | Purines and Pyrimidines Panel, P | For information see:Epilepsy: Unexplained Refractory and/or Familial Testing Algorithm. | Collection Container/Tube:Lavender top (EDTA) Submission Container/Tube:Plastic vial Specimen Volume:0.5 mL Collection Instructions: 1.Centrifuge at 4 degrees C and aliquot plasma into plastic vial. 2. Send plasma frozen. | 0.2 mL | Purines (adenine, guanine, xanthine, hypoxanthine, uric acid) and pyrimidines (uracil, thymine, cytosine, orotic acid) are involved in all biological processes, providing the basis for storage, transcription, and translation of genetic information as RNA and DNA. Purines are required by all cells for growth and survival and play a role in signal transduction and translation. Purines and pyrimidines originate primarily from endogenous synthesis, with dietary sources contributing only a small amount. The end-product of purine metabolism is uric acid (2,6,8-trioxypurine), which must be excreted continuously to avoid toxic accumulation. Disorders of purine and pyrimidine metabolism can involve all organ systems at any age. The diagnosis of the specific disorders of purine and pyrimidine metabolism is based upon the clinical presentation of the patient, determination of specific concentration patterns of purine and pyrimidine metabolites, and confirmatory enzyme assays and molecular genetic testing. Over 35 inborn errors of purine and pyrimidine metabolism have been documented. Clinical features are dependent upon the specific disorder but represent a broad spectrum of clinical manifestations that may include immunodeficiency, developmental delay, nephropathy, and neurologic involvement. The most common disorder of purine metabolism is deficiency of hypoxanthine-guanine phosphoribosyl transferase (HPRT), which usually results in classic Lesch-Nyhan syndrome. Lesch-Nyhan syndrome is an X-linked disorder characterized by crystals in urine, neurologic impairment, mild to severe intellectual disability, development of self-injurious behavior, and uric acid nephropathy. Treatments for Lesch-Nyhan syndrome include allopurinol, urine alkalinization and hydration for nephropathy, and supportive management of neurologic symptoms. For milder forms of HPRT deficiency, treatment that can mitigate the potentially devastating effects of these diseases are disorder dependent; therefore, early recognition through screening and subsequent confirmatory testing is highly desirable. Dihydropyrimidine dehydrogenase (DPD) deficiency can result in a severe disorder in infancy involving seizures, intellectual disability, microcephaly, and hypertonia. In its mildest form, however, individuals with DPD deficiency may be asymptomatic but are at risk for life-threatening toxic reactions to a certain class of drugs used to treat cancer called fluoropyrimidines (eg, 5-fluorouracil and capecitabine). If individuals with DPD deficiency ingest this medication, they can develop fluoropyrimidine toxicity. This drug toxicity can result in inflammation of the gastrointestinal tract and associated symptoms, as well as abnormal blood counts including neutropenia and thrombocytopenia. | Age range,0-1 years,>1-4 years,5-18 years,>18 years, Uracil,< or =2,< or =2,< or =2,< or =2, Thymine,< or =2,< or =2,< or =2,< or =2, Adenine,< or =3,< or =3,< or =3,< or =3, Hypoxanthine,< or =35,< or =17,< or =15,< or =15, Xanthine,< or =6,< or =6,< or =6,< or =3, Dihydroorotic,< or =2,< or =2,< or =2,< or =2, Uric Acid,100-450,150-500,150-500,150-500, Deoxythymidine,< or =2,< or =2,< or =2,< or =2, Deoxyuridine,< or =2,< or =2,< or =2,< or =2, Uridine,< or =14,< or =9,< or =9,< or =9, Deoxyinosine,< or =2,< or =2,< or =2,< or =2, Deoxyguanosine,< or =2,< or =2,< or =2,< or =2, Inosine,< or =2,< or =2,< or =2,< or =2, Guanosine,< or =2,< or =2,< or =2,< or =2, Dihydrouracil,< or =3,< or =3,< or =3,< or =3, Dihydrothymine,< or =2,< or =2,< or =2,< or =2, N-carbamoyl- beta-alanine,< or =2,< or =2,< or =2,< or =2, N-carbamoyl- beta-aminoisobutryic acid,< or =2,< or =2,< or =2,< or =2, | Abnormal concentrations of measurable compounds will be reported along with an interpretation. The interpretation of an abnormal metabolite pattern includes an overview of the results and of their significance, a correlation to available clinical information, possible differential diagnosis, recommendations for additional biochemical testing and confirmatory studies (enzyme assay, molecular analysis), name, and phone number of contacts who may provide these studies, and a phone number of the laboratory directors in case the referring physician has additional questions. | Additional confirmatory testing is required for follow-up of abnormal results. | 1. Jinnah HA, Friedmann T. Lesch-Nyhan disease and its variants. In: Valle D, Antonarakis S, Ballabio A, Beaudet AL, Mitchell GA, eds. The Online Metabolic and Molecular Bases of Inherited Disease. McGraw-Hill; 2019. Accessed January 4, 2024. Available at https://ommbid.mhmedical.com/content.aspx?sectionid=225089443 2. Nyhan WL, Hoffmann GF, Al-Aqeel AI, Barshop BA. Introduction to the disorders of purine and pyrimidine metabolism. Atlas of Inherited Metabolic Diseases. 4th ed. CRC Press; 2020:495-495 3. Balasubramaniam S, Duley JA, Christodoulou J. Inborn errors of purine metabolism: clinical update and therapies. J Inherit Metab Dis. 2014;37:669-686 4. Balasubramaniam S, Duley JA, Christodoulou J. Inborn errors of pyrimidine metabolism: clinical update and therapy. J Inherit Metab Dis. 2014;37:687-698 | Filtered EDTA plasma is mixed with an internal standard mixture and analyzed for uracil, thymine, adenine, hypoxanthine, xanthine, dihydroorotic, uric acid, deoxythymidine, deoxyuridine, uridine, deoxyinosine, deoxyguanosine, inosine, guanosine, dihydrouracil, dihydrothymine, N-carbamoyl- beta-alanine and N-carbamoyl- beta-aminoisobutyric acid by liquid chromatography-tandem mass spectrometry. The ratios of the extracted peak areas of the purine and pyrimidine analytes to the added internal standards are used to calculate the concentration of purines and pyrimidines present in the sample.(Unpublished Mayo method) | 3 to 9 days | 1 month | This test was developed and its performance characteristics determined by Mayo Clinic in a manner consistent with CLIA requirements. It has not been cleared or approved by the US Food and Drug Administration. | 82542 | Purines and Pyrimidines Panel, P | 79665-6 | 606842 | Adenine | 75131-3
PUPYU | Purines and Pyrimidines Panel, Random, Urine | Evaluating patients with symptoms suspicious for disorders of purine and pyrimidine metabolism Monitoring patients with disorders of purine and pyrimidine metabolism Laboratory evaluation of primary and secondary hyperuricemias | Liquid Chromatography Tandem Mass Spectrometry (LC-MS/MS) | Yes | Purines and Pyrimidines Panel, U | Urine | Supplies:Urine Tubes, 10 mL (T068) Container/Tube:Plastic, 10-mL urine tube Specimen Volume:3 mL Collection Instructions:Collect a random urine specimen. | 2 mL | Purines (adenine, guanine, xanthine, hypoxanthine) and pyrimidines (uracil, thymine, cytosine, orotic acid) are involved in all biological processes, providing the basis for storage, transcription, and translation of genetic information as RNA and DNA. Purines are required by all cells for growth and survival and play a role in signal transduction and translation. Purines and pyrimidines originate primarily from endogenous synthesis, with dietary sources contributing only a small amount. The end-product of purine metabolism is uric acid (2,6,8-trioxypurine), which must be excreted continuously to avoid toxic accumulation. Disorders of purine and pyrimidine metabolism can involve all organ systems at any age. The diagnosis of the specific disorders of purine and pyrimidine metabolism is based upon the clinical presentation of the patient, determination of specific concentration patterns of purine and pyrimidine metabolites, and confirmatory enzyme assays and molecular genetic testing. Numerous inborn errors of purine and pyrimidine metabolism have been documented. Clinical features are dependent upon the specific disorder but represent a broad spectrum of manifestations that may include immunodeficiency, developmental delay, nephropathy, and neurologic involvement. The most common disorder of purine metabolism is a deficiency of hypoxanthine-guanine phosphoribosyl transferase (HPRT) which causes 3 overlapping clinical syndromes, depending on the amount of residual enzyme activity. The majority of patients with HPRT deficiency have classic Lesch-Nyhan syndrome, a severe X-linked disorder characterized by crystals in urine, neurologic impairment, mild to severe intellectual disability, development of self-injurious behavior, and uric acid nephropathy. Treatments for Lesch-Nyhan syndrome include allopurinol, urine alkalinization and hydration for nephropathy, and supportive management of neurologic symptoms. For milder forms of HPRT deficiency, treatment that can mitigate the potentially devastating effects of these diseases are disorder dependent; therefore, early recognition through screening and subsequent confirmatory testing is highly desirable. Urine S-sulfocysteine is elevated in 2 disorders with similar clinical phenotypes: molybdenum cofactor deficiency (MoCD) and isolated sulfite oxidase deficiency. Molybdenum is an important trace element that is biosynthesized into an important cofactor, which is essential for the proper functioning of the enzymes, xanthine oxidase, sulfite oxidase, and aldehyde oxidase, in addition to nitrogenases and nitrate reductase. Four genes are important in mediating the biosynthetic pathway to create molybdenum cofactor,MOCS1,MOCS2,MOCS3, andGPHN(gephyrin). The 3 clinical types of MoCD are autosomal recessive diseases resulting from 2 disease-causing variants in the respective causative gene. MoCDs result in a progressive neurodegenerative disease that manifests with seizures and brain abnormalities in the first weeks to months of life. The most common type of MoCD is MoCD A, caused by variants inMOCS1and resulting in neonatal or infantile onset seizures and postnatal encephalopathy with rapidly progressive neurodegeneration. Infants with MoCD B (MOCS2orMOCS3), and C (GPHN) have all been reported but are rare. Infants with MoCD have increased S-sulfocysteine and hypoxanthine and decreased uric acid concentrations in urine. The treatment for MoCD A only is cyclic pyranopterin monophosphate infusion and is most effective when initiated early. Isolated sulfite oxidase deficiency (ISOD) is an autosomal recessive disorder caused by deficiency of the enzyme sulfite oxidase, which results in progressive neurodegenerative disease in most cases. ISOD is the result of disease-causing variants in theSUOXgene. ISOD is a spectrum of disease ranging from severe, early onset disease that appears in the first days of life with seizures, feeding issues, and neurologic issues causing abnormal muscle tone, to mild, later onset disease manifesting after 6 months of age with developmental delay or regression, movement issues, which can be episodic, and ectopia lentis in some cases. Infants with ISOD have increased S-sulfocysteine and normal hypoxanthine concentrations in urine. Treatment is largely symptomatic, with medication for seizures and movement/neurologic issues. Unfortunately, no treatment for the underlying metabolic defect is currently available. Prevalence is unknown, but ISOD is likely underdiagnosed. Hereditary xanthinuria results in kidney stones and, less commonly, muscle pain and cramping caused by accumulation of xanthine that forms crystals in the kidneys and muscle tissue. There are 2 types of hereditary xanthinuria: type I caused by deficiency of xanthine dehydrogenase resulting from disease-causing variants in theXDHgene, and type II caused by deficiency of molybdenum cofactor sulfurase resulting from variants in theMOCOSgene. Individuals with xanthinuria have increased xanthine and decreased uric acid concentrations in urine. The incidence of both types of hereditary xanthinuria is about 1 in 69,000 individuals. | Age range,0-3 years,4-6 years,7-12 years,13-18 years,>18 years, Uracil,< or =50,< or =30,< or =25,< or =20,< or =20, Thymine,< or =3,< or =3,< or =3,< or =3,< or =3, Adenine,< or =3,< or =3,< or =3,< or =3,< or =3, Hypoxanthine,< or =65,< or =30,< or =30,< or =30,< or =30, Xanthine,< or =54,< or =21,< or =35,< or =15,< or =20, Orotic,< or =4,< or =4,< or =3,< or =3,< or =5, Dihydroorotic acid,< or =3,< or =3,< or =3,< or =3,< or =3, Uric Acid,350-2500,200-2000,200-1400,150-700,70-700, Deoxythymidine,< or =3,< or =3,< or =3,< or =3,< or =3, Deoxyuridine,< or =3,< or =3,< or =3,< or =3,< or =3, Thymidine,< or =3,< or =3,< or =3,< or =3,< or =3, Uridine,< or =10,< or =3,< or =3,< or =3,< or =3, Deoxyadenosine,< or =3,< or =3,< or =3,< or =3,< or =3, Deoxyinosine,< or =3,< or =3,< or =3,< or =3,< or =3, Deoxyguanosine,< or =3,< or =3,< or =3,< or =3,< or =3, Adenosine,< or =3,< or =3,< or =3,< or =3,< or =3, Inosine,< or =6,< or =3,< or =3,< or =3,< or =3, Guanosine,< or =4,< or =3,< or =3,< or =3,< or =3, 5-Aminoimidazole-4-carboxamide 1-beta-D-ribofuranoside (AICAR),< or =3,< or =3,< or =3,< or =3,< or =3, Succinyladenosine,< or =16,< or =3,< or =3,< or =3,< or =3, S-Sulfocysteine,< or =11,< or =5,< or =5,< or =5,< or =5, Dihydrouracil,< or =15,< or =6,< or =6,< or =6,< or =6, Dihydrothymine,< or =11,< or =3,< or =3,< or =3,< or =3, N-Carbamoyl-B-alanine,< or =30,< or =10,< or =10,< or =10,< or =10, N-Carbamoyl-B-aminoisobutyricacid,< or =20,< or =3,< or =3,< or =3,< or =3, | Abnormal concentrations of measurable compounds will be reported along with an interpretation. The interpretation of an abnormal metabolite pattern includes an overview of the results and of their significance, a correlation to available clinical information, possible differential diagnosis, recommendations for additional biochemical testing and confirmatory studies (enzyme assay, molecular analysis), name and phone number of contacts who may provide these studies, and a phone number of the laboratory directors in case the referring physician has additional questions. | Additional confirmatory testing via enzyme assays and molecular genetic testing is required for follow-up of abnormal results. | 1. Jinnah HA, Friedmann T. Lesch-Nyhan disease and its variants. In: Valle D, Antonarakis S, Ballabio A, Beaudet AL, Mitchell GA, eds. The Online Metabolic and Molecular Bases of Inherited Disease. McGraw-Hill; 2019. Accessed January 4, 2024. Available at https://ommbid.mhmedical.com/content.aspx?sectionid=225089443 2.Nyhan WL, Hoffmann GF, Al-Aqeel AI, Barshop BA. Introduction to the disorders of purine and pyrimidine metabolism. Atlas of Inherited Metabolic Diseases. 4th ed. CRC Press; 2020:495-495 3.Balasubramaniam S, Duley JA, Christodoulou J. Inborn errors of purine metabolism: clinical update and therapies. J Inherit Metab Dis. 2014;37(5):669-686 4.. Balasubramaniam S, Duley JA, Christodoulou J. Inborn errors of pyrimidine metabolism: clinical update and therapy. J Inherit Metab Dis. 2014;37(5):687-698 5.Misko AL, Liang Y, Kohl JB, Eichler F. Delineating the phenotypic spectrum of sulfite oxidase and molybdenum cofactor deficiency. Neurol Genet. 2020;6(4):e486 | Diluted, filtered urine is mixed with an internal standard mixture and analyzed for uracil, thymine, adenine, hypoxanthine, xanthine, orotic, dihydroorotic, deoxythymidine, deoxyuridine, thymidine, uridine deoxyadenosine, deoxyinosine, deoxyguanosine, adenosine, inosine, guanosine, 5-aminoimidazole-4-carboxamide 1-beta-D-ribofuranoside, succinyladensoine, S-sulfocysteine, dihydrouracil, dihydrothymine, n-carbamoyl-beta-alanine, and N-carbamoyl-beta-aminoisobutyric acid by liquid chromatography-tandem mass spectrometry. The ratios of the extracted peak areas of the purine and pyrimidine analytes to the added internal standards are used to calculate the concentration of purines and pyrimidines present in the sample.(la Marca G, Casetta B, Malvagia S, et al. Implementing tandem mass spectrometry as a routine tool for characterizing the complete purine and pyrimidine metabolic profile in urine samples. J Mass Spectrom. 2006;41[11]:1442-1452; Monostori P, Klinke G, Hauke J, et al. Extended diagnosis of purine and pyrimidine disorders from urine: LC MS/MS assay development and clinical validation.PLoS One. 2019;14[2]:e0212458. doi:10.1371/journal.pone.0212458) | 3 to 7 days | 1 month | This test was developed and its performance characteristics determined by Mayo Clinic in a manner consistent with CLIA requirements. It has not been cleared or approved by the US Food and Drug Administration. | 82542 | Purines and Pyrimidines Panel, U | 79673-0 | 606745 | S-Sulfocysteine | 33876-4
PC1TS | Purkinje Cell Cytoplasmic Antibody Type 1 (PCA-1) Titer, Serum | Identifying female patients whose subacute cerebellar degeneration or peripheral neuropathy is due to a remote (autoimmune) effect of gynecologic or breast carcinoma Reporting an end titer result from serum specimens | Only orderable as a reflex. For further information see: PAVAL / Paraneoplastic, Autoantibody Evaluation, Serum ENS2 / Encephalopathy, Autoimmune/Paraneoplastic Evaluation, Serum MDS2 / Movement Disorder, Autoimmune/Paraneoplastic Evaluation, Serum MAS1 / Myelopathy, Autoimmune/Paraneoplastic Evaluation, Serum AIAES / Axonal Neuropathy, Autoimmune/Paraneoplastic Evaluation, Serum Indirect Immunofluorescence Assay (IFA) | Yes | PCA-1 Titer, S | If the indirect immunofluorescence pattern suggestsPurkinje cell cytoplasmic antibody type 1 (PCA-1), then this test will be performed at an additional charge. | Only orderable as a reflex. For further information see: PAVAL / Paraneoplastic, Autoantibody Evaluation, Serum ENS2 / Encephalopathy, Autoimmune/Paraneoplastic Evaluation, Serum MDS2 / Movement Disorder, Autoimmune/Paraneoplastic Evaluation, Serum MAS1 / Myelopathy, Autoimmune/Paraneoplastic Evaluation, Serum AIAES / Axonal Neuropathy, Autoimmune/Paraneoplastic Evaluation, Serum | 0.6 mL | Purkinje cell antibody type 1 (PCA-1),also known as anti-Yo,binds to Purkinje cell cytoplasm in a characteristic pattern by indirect immunofluorescence. It is found in the serum, and usually cerebrospinal fluid, of patients with paraneoplastic cerebellar degeneration associated with gynecological or breast carcinoma. It is also found in some patients with sensory, sensorimotor neuropathy, or motor neuropathy withgynecologic cancer. Almost all (99%) seropositive patients are women. | Only orderable as a reflex. For further information see: PAVAL / Paraneoplastic, Autoantibody Evaluation, Serum ENS2 / Encephalopathy, Autoimmune/Paraneoplastic Evaluation, Serum MDS2 / Movement Disorder, Autoimmune/Paraneoplastic Evaluation, Serum MAS1 / Myelopathy, Autoimmune/Paraneoplastic Evaluation, Serum AIAES / Axonal Neuropathy, Autoimmune/Paraneoplastic Evaluation, Serum <1:240 Neuron-restricted patterns of IgG staining that do not fulfill criteria for Purkinje cell cytoplasmic antibody type 1 may be reported as "unclassified antineuronal IgG." Complex patterns that include nonneuronal elements may be reported as "uninterpretable." | Purkinje cell antibody type 1 (PCA-1) has not been found in any healthy subject. It is rarely found in patients with neurologic diseases (including cerebellar disorders) without gynecologic or breast cancer. The ovarian cancers found in these patients are typically limited in metastatic spread and may not be detected by imaging procedures. If mammography is negative, exploratory laparotomy is advisable (as a "second look" in management of ovarian carcinoma). Breast carcinoma may coexist with a Mullerian cancer. PCA-1 is rarely found in patients with gynecologic cancer without neurologic dysfunction (<2%). PCA-1 is readily distinguished from PCA-Tr (a marker of Hodgkin lymphoma) andPCA-2(a marker of small-cell lung carcinoma) by standardized staining criteria. PCA-1 rarely, if ever, has accompanying neuronal cytoplasmic or nuclear antibodies. | Purkinje cell cytoplasmic antibody type 1 (PCA-1) antibody is rarely found in male patients (1%, usually with intra-abdominal adenocarcinoma) and never in patients with cerebellar ataxia associated with lung cancer. Seven different IgG autoantibodies are currently recognized as accompanimentsof paraneoplastic neurologic disorders occurring with small-cell lungcarcinoma (SCLC): -Antineuronal nuclear antibody-type 1 (ANNA-1, sometimes called anti-Hu) is found most often with sensory, autonomic, and sensorimotorneuropathies, and encephalomyeloradiculopathies in the contextof SCLC. -ANNA-2 is found most often with midbrain/brainstem encephalitis, cerebellar ataxia, myelopathy associated with breast cancer, or SCLC; peripheral neuropathy may be a presenting sign. -ANNA-3 is found with multifocal autoimmune neurologic manifestations of aerodigestive carcinomas (usually SCLC). -PCA-2 is found with multifocal autoimmune neurologic manifestations of SCLC. -PCA-Tr is found in patients with cerebellar ataxia related to Hodgkin's lymphoma. -CRMP-5-IgG is found in patients with multifocal autoimmune neurologic manifestations of SCLC or neuromuscular or encephalopathic manifestations of thymoma. -Antiglial neuronal antibody (AGNA-1) is found in patients with multifocal autoimmune neurologic manifestations of SCLC, but particularly with Lambert-Eaton syndrome, peripheral neuropathy, limbic encephalitis, and dysautonomia. | 1. Hetzel DJ, Stanhope CR, O'Neill BP, Lennon VA: Gynecologic cancer in patients with subacute cerebellar degeneration predicted by anti-Purkinje cell antibodies and limited in metastatic volume. Mayo Clin Proc. 1990 Dec;65(12):1558-1563 2. McKeon A, Tracy JA, Pittock SJ, Parisi JE, Klein CJ, Lennon VA. Purkinje cell cytoplasmic autoantibody type 1 accompaniments: the cerebellum and beyond. Arch Neurol. 2011 Oct;68(10):1282-9. doi: 10.1001/archneurol.2011.128 3. Vernino S, Lennon VA: New Purkinje cell antibody (PCA-2): Marker of lung cancer-related neurological autoimmunity. Ann Neurol. 2000 Mar;47(3):297-305 4. Yu Z, Kryzer TJ, Griesmann GE, et al: CRMP-5 neuronal autoantibody: marker of lung cancer and thymoma-related autoimmunity. Ann Neurol 2001 Feb;49(2):146-154 5. Pittock SJ, Kryzer TJ, Lennon VA:Paraneoplastic antibodies coexist and predict cancer, not neurological syndrome. Ann Neurol 2004 Nov;56(5):715-719 6. Horta ES, Lennon VA, Lachance DH, et al: Neural autoantibody clusters aid diagnosis of cancer. Clin Cancer Res 2014 July;20(4):3862-3869 | The patient's sample is tested by a standardized immunofluorescence assay that uses a composite frozen section of mouse cerebellum, kidney, and gut tissues. After incubation with sample and washing, fluorescein-conjugated goat-antihuman IgG is applied. Neuron-specific autoantibodies are identified by their characteristic fluorescence staining patterns. Samples that are scored positive for any neuronal nuclear or cytoplasmic autoantibody are titrated to an endpoint. Interference by coexisting non-neuron-specific autoantibodies can usually be eliminated by serologic absorption.(Honorat JA, Komorowski L, Josephs KA, et al: IgLON5 antibody: neurological accompaniments and outcomes in 20 patients. Neurol Neuroimmunol Neuroinflamm 2017 Jul 18;4(5):e385. doi: 10.1212/NXI.0000000000000385) | 6 to 8 days | 4 weeks | This test was developed and its performance characteristics determined by Mayo Clinic in a manner consistent with CLIA requirements. It has not been cleared or approved by the US Food and Drug Administration. | 86256 | PCA-1 Titer, S | 94350-6 | 43437 | PCA-1 Titer, S | 94350-6
PC1TC | Purkinje Cell Cytoplasmic Antibody Type 1 (PCA-1) Titer, Spinal Fluid | Identifying female patients whose subacute cerebellar degeneration or peripheral neuropathy is due to a remote (autoimmune) effect of gynecologic or breast carcinoma Reporting an end titer result from spinal fluid specimens | Only orderable as a reflex. For more information see: ENC2 / Encephalopathy, Autoimmune/Paraneoplastic Evaluation, Spinal Fluid MDC2 / Movement Disorder, Autoimmune/Paraneoplastic Evaluation, Spinal Fluid MAC1 / Myelopathy, Autoimmune/Paraneoplastic Evaluation, Spinal Fluid Indirect Immunofluorescence Assay (IFA) | Yes | PCA-1 Titer, CSF | If the indirect immunofluorescence pattern suggests Purkinje cell cytoplasmic antibody type 1 (PCA-1), then this test will be performed at an additional charge. | Only orderable as a reflex. For more information see: ENC2 / Encephalopathy, Autoimmune/Paraneoplastic Evaluation, Spinal Fluid MDC2 / Movement Disorder, Autoimmune/Paraneoplastic Evaluation, Spinal Fluid MAC1 / Myelopathy, Autoimmune/Paraneoplastic Evaluation, Spinal Fluid Container/Tube:Sterile vial Specimen Volume:4 mL | 1 mL | Purkinje cell cytoplasmic autoantibody type 1 (PCA-1),also known as anti-Yo,binds to Purkinje cell cytoplasm in a characteristic pattern by indirect immunofluorescence. It is found in the serum, and usually cerebrospinal fluid, of patients with paraneoplastic cerebellar degeneration associated with gynecological or breast carcinoma. It is also found in some patients with sensory, sensorimotor, or motor neuropathy with some gynecologic cancer. Almost all (99%) seropositive patients are women. | Only orderable as a reflex. For more information see: ENC2 / Encephalopathy, Autoimmune/Paraneoplastic Evaluation, Spinal Fluid MDC2 / Movement Disorder, Autoimmune/Paraneoplastic Evaluation, Spinal Fluid MAC1 / Myelopathy, Autoimmune/Paraneoplastic Evaluation, Spinal Fluid <1:2 Neuron-restricted patterns of IgG staining that do not fulfill criteria forPurkinje cell cytoplasmic antibody type 1may be reported as "unclassified antineuronal IgG." Complex patterns that include nonneuronal elements may be reported as "uninterpretable." | Purkinje cell cytoplasmic autoantibody type 1 (PCA-1) has not been found in any healthy subject. It is rarely found in patients with neurologic diseases (including cerebellar disorders) without gynecologic or breast cancer. The ovarian cancers found in these patients are typically limited in metastatic spread and may not be detected by imaging procedures. If mammography is negative, exploratory laparotomy is advised (as a "second look" in management of ovarian carcinoma). Breast carcinoma may coexist with a Mullerian cancer. PCA-1 is rarely found in patients with gynecologic cancer without neurologic dysfunction (<2%). PCA-1 is readily distinguished from PCA-Tr (a marker of Hodgkin lymphoma) andPCA-2(a marker of small-cell lung carcinoma) by standardized staining criteria. PCA-1 rarely, if ever, has accompanying neuronal cytoplasmic or nuclear antibodies. | Purkinje cell cytoplasmic antibody type 1 (PCA-1) is rarely found in male patients (1%, usually with intra-abdominal adenocarcinoma) and never in patients with cerebellar ataxia associated with lung cancer. Seven different IgG autoantibodies are currently recognized as accompanimentsof paraneoplastic neurologic disorders occurring with small-celllung carcinoma (SCLC): -Antineuronal nuclear antibody-type 1 (ANNA-1, sometimes called anti-Hu) is found most often with sensory, autonomic, and sensorimotor neuropathies, and encephalomyeloradiculopathiesin the context ofSCLC -ANNA-2 (sometimes called anti-Ri) is found most often with midbrain/brainstem encephalitis,cerebellar ataxia, myelopathy associated with breast cancer, orSCLC; peripheral neuropathy may be apresenting sign -ANNA-3 is found with multifocal autoimmune neurologic manifestations of aerodigestive carcinomas (usually SCLC) -PCA-2 is found with multifocal autoimmune neurologic manifestations of SCLC -PCA-Tr is found in patients with cerebellar ataxia related to Hodgkin lymphoma -Collapsin response-mediator protein-5 neuronal (CRMP-5-IgG) is found in patients with multifocal autoimmune neurologic manifestations of SCLC or neuromuscular or encephalopathic manifestations of thymoma -Antiglial neuronal antibody (AGNA-1) is found in patients with multifocal autoimmune neurologic manifestations of SCLC, but particularly with Lambert-Eaton syndrome, peripheral neuropathy, limbic encephalitis, and dysautonomia | 1. Hetzel DJ, Stanhope CR, O'Neill BP, Lennon VA: Gynecologic cancer in patients with subacute cerebellar degeneration predicted by anti-Purkinje cell antibodies and limited in metastatic volume. Mayo Clin Proc. 1990 Dec;65(12):1558-1563 2. McKeon A, Tracy JA, Pittock SJ, Parisi JE, Klein CJ, Lennon VA. Purkinje cell cytoplasmic autoantibody type 1 accompaniments: the cerebellum and beyond. Arch Neurol. 2011 Oct;68(10):1282-9. doi: 10.1001/archneurol.2011.128 3. Vernino S, Lennon VA: New Purkinje cell antibody (PCA-2): Marker of lung cancer-related neurological autoimmunity. Ann Neurol. 2000 Mar;47(3):297-305 4. Yu Z, Kryzer TJ, Griesmann GE, et al: CRMP-5 neuronal autoantibody: marker of lung cancer and thymoma-related autoimmunity. Ann Neurol. 2001 Feb;49(2):146-154 5.Pittock SJ, Kryzer TJ, Lennon VA: Paraneoplastic antibodies coexist and predict cancer, not neurological syndrome. Ann Neurol. 2004 Nov;56(5):715-719 6. Horta ES, Lennon VA, Lachance DH, et al: Neural autoantibody clusters aid diagnosis of cancer. Clin Cancer Res. 2014 Jul;20[14]:3862-3869 | The patient's sample is tested by a standardized immunofluorescence assay that uses a composite frozen section of mouse cerebellum, kidney, and gut tissues. After incubation with sample and washing, fluorescein-conjugated goat-antihuman IgG is applied. Neuron-specific autoantibodies are identified by their characteristic fluorescence staining patterns. Samples that are scored positive for any neuronal nuclear or cytoplasmic autoantibody are titrated to an endpoint. Interference by coexisting non-neuron-specific autoantibodies can usually be eliminated by serologic absorption.(Honorat JA, Komorowski L, Josephs KA, et al: IgLON5 antibody: neurological accompaniments and outcomes in 20 patients. Neurol Neuroimmunol Neuroinflamm 2017 Jul 18;4(5):e385. doi: 10.1212/NXI.0000000000000385) | 6 to 8 days | 28 days | This test was developed and its performance characteristics determined by Mayo Clinic in a manner consistent with CLIA requirements. It has not been cleared or approved by the US Food and Drug Administration. | 86256 | PCA-1 Titer, CSF | 94363-9 | 43446 | PCA-1 Titer, CSF | 94363-9
PC2TS | Purkinje Cell Cytoplasmic Antibody Type 2 (PCA-2) Titer, Serum | Evaluating patients who present with a subacute neurological disorder of undetermined etiology and have risk factors for lung cancer Reporting an end titer result from serum specimens | Only orderable as a reflex. For more information see: -PAVAL / Paraneoplastic, Autoantibody Evaluation, Serum -DMS2 / Dementia, Autoimmune/Paraneoplastic Evaluation, Serum -ENS2 / Encephalopathy, Autoimmune/Paraneoplastic Evaluation, Serum -EPS2 / Epilepsy, Autoimmune/Paraneoplastic Evaluation, Serum -MDS2 / Movement Disorder, Autoimmune/Paraneoplastic Evaluation, Serum -MAS1 / Myelopathy, Autoimmune/Paraneoplastic Evaluation, Serum -AIAES / Axonal Neuropathy, Autoimmune/Paraneoplastic Evaluation, Serum -DYS2 / Dysautonomia, Autoimmune/Paraneoplastic Evaluation, Serum -GID2 / Gastrointestinal Dysmotility, Autoimmune/Paraneoplastic Evaluation, Serum Indirect Immunofluorescence Assay (IFA) | Yes | PCA-2 Titer, S | If the indirect immunofluorescence pattern suggests Purkinje cell cytoplasmic antibody type 2 (PCA-2), then this test will be performed at an additional charge. | Only orderable as a reflex. For more information see: -PAVAL / Paraneoplastic, Autoantibody Evaluation, Serum -DMS2 / Dementia, Autoimmune/Paraneoplastic Evaluation, Serum -ENS2 / Encephalopathy, Autoimmune/Paraneoplastic Evaluation, Serum -EPS2 / Epilepsy, Autoimmune/Paraneoplastic Evaluation, Serum -MDS2 / Movement Disorder, Autoimmune/Paraneoplastic Evaluation, Serum -MAS1 / Myelopathy, Autoimmune/Paraneoplastic Evaluation, Serum -AIAES / Axonal Neuropathy, Autoimmune/Paraneoplastic Evaluation, Serum -DYS2 / Dysautonomia, Autoimmune/Paraneoplastic Evaluation, Serum -GID2 / Gastrointestinal Dysmotility, Autoimmune/Paraneoplastic Evaluation, Serum | 0.6 mL | Purkinje cell autoantibodies (PCA) are among the antineuronal autoantibodies (ANNA) recognized clinically as markers of a patient's immune response to specific cancers (paraneoplastic autoantibodies). In 1976, a PCA, defined by indirect immunofluorescence, was described by Dr. John Trotter and colleagues as a serological accompaniment of cerebellar ataxia related to Hodgkin lymphoma. That autoantibody is now known as anti-Tr or PCA-Tr. PCA-1 (or anti-Yo), first described in 1983, serves as a serological marker for a new or recurrent carcinoma of the ovary, other Mullerian tissue, or breast. PCA-1-positive patients are women in 99% of cases. They usually present with subacute cerebellar degeneration, but 10% have sensory or motor neuropathy. In 2000, the Mayo Clinic Neuroimmunology Laboratory described and named PCA-2, a new IgG marker of an immune response to small-cell lung carcinoma (SCLC) in patients presenting with a subacute paraneoplastic neurologic disorder. Other autoantibody markers of immune responses to SCLC include ANNA-1, ANNA-2, ANNA-3, amphiphysin, collapsin response-mediated protein-5 (CRMP-5)-IgG, anti-glial/neuronal nuclear antibody-type 1 (AGNA-1), neuronal calcium channel antibodies (N-type > P/Q-type), ganglionic acetylcholine receptor antibodies, muscle acetylcholine receptor antibodies, neuronal potassium channel antibodies, and striational antibodies. | Only orderable as a reflex. For more information see: -PAVAL / Paraneoplastic, Autoantibody Evaluation, Serum -DMS2 / Dementia, Autoimmune/Paraneoplastic Evaluation, Serum -ENS2 / Encephalopathy, Autoimmune/Paraneoplastic Evaluation, Serum -EPS2 / Epilepsy, Autoimmune/Paraneoplastic Evaluation, Serum -MDS2 / Movement Disorder, Autoimmune/Paraneoplastic Evaluation, Serum -MAS1 / Myelopathy, Autoimmune/Paraneoplastic Evaluation, Serum -AIAES / Axonal Neuropathy, Autoimmune/Paraneoplastic Evaluation, Serum -DYS2 / Dysautonomia, Autoimmune/Paraneoplastic Evaluation, Serum -GID2 / Gastrointestinal Dysmotility, Autoimmune/Paraneoplastic Evaluation, Serum <1:240 Neuron-restricted patterns of IgG staining that do not fulfill criteria for Purkinje cell cytoplasmic antibody type 2 may be reported as "unclassified antineuronal IgG." Complex patterns that include non-neuronal elements may be reported as "uninterpretable." | A positive value (at 1:240 dilution or higher) is consistent with neurological autoimmunity and justifies a thorough search for a lung cancer, particularly small-cell carcinoma. The cancers are usually limited in metastasis. An extrapulmonary primary small-cell carcinoma (eg, skin, breast, larynx, cervix, prostate) should be considered. Purkinje cell antibody type 2 is found in less than 2% of patients with uncomplicated small-cell lung carcinoma. | Western blot with native neuronal proteins may be required to detect a positive result when interfering autoantibodies preclude interpretation of immunofluorescence pattern. | 1. Galanis E, Frytak S, Rowland KM, et al: Neuronal autoantibody titers in the course of small-cell lung carcinoma and platinum-associated neuropathy. Cancer Immunol Immunother. 1999 May-June;48(2-3):85-90 2. Vernino S, Lennon VA: New Purkinje cell antibody (PCA-2): marker of lung cancer-related neurological autoimmunity. Ann Neurol. 2000 Mar;47(3):297-305 3. McKeon A, Tracy JA, Pittock SJ, Parisi JE, Klein CJ, Lennon VA. Purkinje cell cytoplasmic autoantibody type 1 accompaniments: the cerebellum and beyond. Arch Neurol. 2011 Oct;68(10):1282-9. doi: 10.1001/archneurol.2011.128 4.Pittock SJ, Kryzer TJ, Lennon VA: Paraneoplastic antibodies coexist and predict cancer, not neurological syndrome. Ann Neurol. 2004 Nov;56(5):715-719 | The patient's sample is tested by a standardized immunofluorescence assay that uses a composite frozen section of mouse cerebellum, kidney, and gut tissues. After incubation with sample and washing, fluorescein-conjugated goat-antihuman IgG is applied. Neuron-specific autoantibodies are identified by their characteristic fluorescence staining patterns. Samples that are scored positive for any neuronal nuclear or cytoplasmic autoantibody are titrated to an endpoint. Interference by coexisting non-neuron-specific autoantibodies can usually be eliminated by serologic absorption.(Honorat JA, Komorowski L, Josephs KA, et al: IgLON5 antibody: neurological accompaniments and outcomes in 20 patients. Neurol Neuroimmunol Neuroinflamm 2017 Jul 18;4(5):e385. doi: 10.1212/NXI.0000000000000385) | 5 to 8 days | 28 days | This test was developed and its performance characteristics determined by Mayo Clinic in a manner consistent with CLIA requirements. It has not been cleared or approved by the US Food and Drug Administration. | 86256 | PCA-2 Titer, S | 94351-4 | 43438 | PCA-2 Titer, S | 94351-4
PC2TC | Purkinje Cell Cytoplasmic Antibody Type 2 (PCA-2) Titer, Spinal Fluid | Evaluating patients who present with a subacute neurological disorder of undetermined etiology and have risk factors for lung cancer Reporting an end titer result from spinal fluid specimens | Only orderable as a reflex. For more information see: DMC2 / Dementia, Autoimmune/Paraneoplastic Evaluation, Spinal Fluid ENC2 / Encephalopathy, Autoimmune/Paraneoplastic Evaluation, Spinal Fluid EPC2 / Epilepsy, Autoimmune/Paraneoplastic Evaluation, Spinal Fluid MDC2 / Movement Disorder, Autoimmune/Paraneoplastic Evaluation, Spinal Fluid MAC1 / Myelopathy, Autoimmune/Paraneoplastic Evaluation, Spinal Fluid Indirect Immunofluorescence Assay (IFA) | Yes | PCA-2 Titer, CSF | If the indirect immunofluorescence pattern suggests Purkinje cell cytoplasmic antibody type 2 (PCA-2), then this test will be performed at an additional charge. | Only orderable as a reflex. For more information see: -DMC2 / Dementia, Autoimmune/Paraneoplastic Evaluation, Spinal Fluid -ENC2 / Encephalopathy, Autoimmune/Paraneoplastic Evaluation, Spinal Fluid -EPC2 / Epilepsy, Autoimmune/Paraneoplastic Evaluation, Spinal Fluid -MDC2 / Movement Disorder, Autoimmune/Paraneoplastic Evaluation, Spinal Fluid -MAC1 / Myelopathy, Autoimmune/Paraneoplastic Evaluation, Spinal Fluid Container/Tube:Sterile vial Specimen Volume:4 mL | 2 mL | Purkinje cell autoantibodies (PCA) are among the antineuronal antibodies (ANNA) recognized clinically as markers of a patient's immune response to specific cancers (paraneoplastic autoantibodies). In 1976, a PCA, defined by indirect immunofluorescence, was described by Dr. John Trotter and colleagues as a serological accompaniment of cerebellar ataxia related to Hodgkin lymphoma. That autoantibody is now known as anti-Tr or PCA-Tr. PCA-1 (or anti-Yo), first described in 1983, serves as a serological marker for a new or recurrent carcinoma of the ovary, other Mullerian tissue, or breast. PCA-1-positive patients are women in 99% of cases. They usually present with subacute cerebellar degeneration, but 10% have sensory or motor neuropathy. In 2000, the Mayo Clinic Neuroimmunology Laboratory described and named PCA-2, a new IgG marker of an immune response to small-cell lung carcinoma (SCLC) in patients presenting with a subacute paraneoplastic neurologic disorder. Other autoantibody markers of immune response to SCLC include ANNA-1, ANNA-2, ANNA-3, amphiphysin, collapsin response-mediator protein-5 (CRMP-5) IgG, antiglial/neuronal nuclear antibody type 1 (AGNA-1), neuronal calcium channel antibodies (N-type > P/Q-type), ganglionic acetylcholine receptor antibodies, muscle acetylcholine receptor antibodies, neuronal potassium channel antibodies, and striational antibodies. | Only orderable as a reflex. For more information see: -DMC2 / Dementia, Autoimmune/Paraneoplastic Evaluation, Spinal Fluid -ENC2 / Encephalopathy, Autoimmune/Paraneoplastic Evaluation, Spinal Fluid -EPC2 / Epilepsy, Autoimmune/Paraneoplastic Evaluation, Spinal Fluid -MDC2 / Movement Disorder, Autoimmune/Paraneoplastic Evaluation, Spinal Fluid -MAC1 / Myelopathy, Autoimmune/Paraneoplastic Evaluation, Spinal Fluid <1:2 Neuron-restricted patterns of IgG staining that do not fulfill criteria forPurkinje cell cytoplasmic antibody type 2may be reported as "unclassified antineuronal IgG." Complex patterns that include non-neuronal elements may be reported as "uninterpretable." | A positive value (at 1:2 dilution or higher) is consistent with neurological autoimmunity and justifies a thorough search for a lung cancer, particularly small-cell carcinoma. The cancers are usually limited in metastasis. An extrapulmonary primary small-cellcarcinoma (eg, skin, breast, larynx, cervix, prostate) should be considered. Purkinje cell autoantibody type 2 is found in less than 2% of patients with uncomplicatedsmall-cell lung carcinoma. | Western blot with native neuronal proteins may be required to detect a positive result when interfering autoantibodies preclude interpretation of immunofluorescence pattern. | 1. Galanis E, Frytak S, Rowland KM, et al: Neuronal autoantibody titers in the course of small-cell lung carcinoma and platinum-associated neuropathy. Cancer Immunol Immunother 1999 May-June;48(2-3):85-90 2. Vernino S, Lennon VA: New Purkinje cell antibody (PCA-2): marker of lung cancer-related neurological autoimmunity. Ann Neurol 2000 Mar;47(3):297-305 3. McKeon A, Tracy JA, Pittock SJ, Parisi JE, Klein CJ, Lennon VA. Purkinje cell cytoplasmic autoantibody type 1 accompaniments: the cerebellum and beyond. Arch Neurol. 2011 Oct;68(10):1282-9. doi: 10.1001/archneurol.2011.128 4. Hetzel DJ, Stanhope CR, O'Neill BP, Lennon VA: Gynecologic cancer in patients with subacute cerebellar degeneration predicted by anti-Purkinje cell antibodies and limited in metastatic volume. Mayo Clin Proc. 1990 Dec;65(12):1558-15635 5.Horta ES, Lennon VA, Lachance DH, et al: Neural autoantibody clusters aid diagnosis of cancer. Clin Cancer Res. 2014 Jul;20(14):3862-3869 | The patient's sample is tested by a standardized immunofluorescence assay that uses a composite frozen section of mouse cerebellum, kidney, and gut tissues. After incubation with sample and washing, fluorescein-conjugated goat-antihuman IgG is applied. Neuron-specific autoantibodies are identified by their characteristic fluorescence staining patterns. Samples that are scored positive for any neuronal nuclear or cytoplasmic autoantibody are titrated to an endpoint. Interference by coexisting non-neuron-specific autoantibodies can usually be eliminated by serologic absorption.(Honorat JA, Komorowski L, Josephs KA, et al: IgLON5 antibody: neurological accompaniments and outcomes in 20 patients. Neurol Neuroimmunol Neuroinflamm 2017 Jul 18;4(5):e385. doi: 10.1212/NXI.0000000000000385) | 6 to 8 days | 28 days | This test was developed and its performance characteristics determined by Mayo Clinic in a manner consistent with CLIA requirements. It has not been cleared or approved by the US Food and Drug Administration. | 86256 | PCA-2 Titer, CSF | 94364-7 | 43447 | PCA-2 Titer, CSF | 94364-7
PCTTS | Purkinje Cell Cytoplasmic Antibody Type Tr (PCA-Tr) Titer, Serum | Serological testing for Purkinje cell cytoplasmic antibody-Tr for patients with acquired cerebellar ataxia of undetermined etiology, particularly if the patient has a history of Hodgkin lymphoma Reporting an end titer result from serum specimens | Only orderable as a reflex. For more information see: -PAVAL / Paraneoplastic Autoantibody Evaluation, Serum -DMS2 / Dementia, Autoimmune/Paraneoplastic Evaluation, Serum -ENS2 / Encephalopathy, Autoimmune/Paraneoplastic Evaluation, Serum -EPS2 / Epilepsy, Autoimmune/Paraneoplastic Evaluation, Serum -MDS2 / Movement Disorder, Autoimmune/Paraneoplastic Evaluation, Serum -PCDES / Pediatric Autoimmune Encephalopathy/CNS Disorder Evaluation, Serum Indirect Immunofluorescence Assay (IFA) | Yes | PCA-Tr Titer, S | If the indirect immunofluorescence pattern suggests Purkinje cell cytoplasmic antibody type Tr (PCA-Tr), then this test will be performed at an additional charge. | Only orderable as a reflex. For more information see: -PAVAL / Paraneoplastic Autoantibody Evaluation, Serum -DMS2 / Dementia, Autoimmune/Paraneoplastic Evaluation, Serum -ENS2 / Encephalopathy, Autoimmune/Paraneoplastic Evaluation, Serum -EPS2 / Epilepsy, Autoimmune/Paraneoplastic Evaluation, Serum -MDS2 / Movement Disorder, Autoimmune/Paraneoplastic Evaluation, Serum -PCDES / Pediatric Autoimmune Encephalopathy/CNS Disorder Evaluation, Serum | 0.6 mL | Purkinje cell autoantibodies are among the antineuronal autoantibodies that are recognized clinically as markers of a patient's immune response to specific cancers (paraneoplastic autoantibodies). The earliest description of a Purkinje cell cytoplasmic antibody (PCA) was reported by Trotter et al in 1976 as a serological accompaniment of paraneoplastic cerebellar ataxia in a patient with Hodgkin lymphoma.(1) IgG of that specificity was recently characterized more fully by Graus et al,(2) who confirmed the association with Hodgkin lymphoma and named the antibody "anti-Tr" in recognition of Dr. John L. Trotter's original report. To accordwith a generic classification of neuronal nuclear and cytoplasmic autoantibodies,(3) the name PCA-Tr was introduced to distinguish this Purkinje cell cytoplasmic antibody from PCA-1 (a marker of ovarian or breast carcinoma) and PCA-2 (a marker of small-cell lung carcinoma),(4) which are also found in patients presenting with paraneoplastic neurological autoimmunity. | Only orderable as a reflex. For more information see: -PAVAL / Paraneoplastic Autoantibody Evaluation, Serum -DMS2 / Dementia, Autoimmune/Paraneoplastic Evaluation, Serum -ENS2 / Encephalopathy, Autoimmune/Paraneoplastic Evaluation, Serum -EPS2 / Epilepsy, Autoimmune/Paraneoplastic Evaluation, Serum -MDS2 / Movement Disorder, Autoimmune/Paraneoplastic Evaluation, Serum -PCDES / Pediatric Autoimmune Encephalopathy/CNS Disorder Evaluation, Serum <1:240 Neuron-restricted patterns of IgG staining that do not fulfill criteria forPurkinje cell cytoplasmic antibody type-Trmay be reported as "unclassified antineuronal IgG." Complex patternsthat include nonneuronal elementsmay be reported as "uninterpretable." | A positive value (at 1:240 dilution or higher) is consistent with neurological autoimmunity and justifies a search for Hodgkin lymphoma. Purkinje cell cytoplasmic antibody type Tr has not yet been identified in any other context. Seropositive patients usually have Hodgkin lymphoma and present with subacute cerebellar ataxia.(1-3) | Interference from coexisting autoantibodies may preclude interpretation of the immunofluorescence pattern. A negative result does not exclude neurological autoimmunity or Hodgkin lymphoma. The Purkinje cell cytoplasmic antibody type Tr (PCA Tr) antigen, has not been defined immunochemically. It has been reported, but not yet confirmed that autoantibodies againstglutamate receptors may occur in this context.(4) No Western blot characteristics have been defined for the PCA Tr antigen. | 1. Trotter JL, Hendin BA, Osterland CK: Cerebellar degeneration with Hodgkin disease. An immunological study. Arch Neurol. 1976 Sep;33(9):660-661 2. Graus F, Gultekin SH, Ferrer I, et al: Localization of the neuronal antigen recognized by anti-Tr antibodies from patients with paraneoplastic cerebellar degeneration and Hodgkin's disease in the rat nervous system. Acta Neuropathologica. 1998 Jul;96(1):1-7 3. Vernino S, Lennon VA: New Purkinje cell antibody (PCA-2): marker of lung cancer-related neurological autoimmunity. Ann Neurol. 2000 Mar;47(3):297-305 4. Graus F, Vincent A, Pozo-Rosich P, et al: Anti-glial nuclear antibody: marker of lung cancer-related paraneoplastic neurological syndromes. J Neuroimmunol. 2005 Aug;165(1-2):166-171 5.Klein CJ: Autoimmune-mediated peripheral neuropathies and autoimmune pain. In: Pittock SJ, Vincent A, eds. Autoimmune Neurology. Elsevier; 2016: 417-446. Aminoff MJ, Boller F, Swaab DF, eds. Handbook of Clinical Neurology; vol 133 | The patient's sample is tested by a standardized immunofluorescence assay that uses a composite frozen section of mouse cerebellum, kidney, and gut tissues. After incubation with sample and washing, fluorescein-conjugated goat-antihuman IgG is applied. Neuron-specific autoantibodies are identified by their characteristic fluorescence staining patterns. Samples that are scored positive for any neuronal nuclear or cytoplasmic autoantibody are titrated to an endpoint. Interference by coexisting non-neuron-specific autoantibodies can usually be eliminated by serologic absorption.(Honorat JA, Komorowski L, Josephs KA, et al: IgLON5 antibody: neurological accompaniments and outcomes in 20 patients. Neurol Neuroimmunol Neuroinflamm 2017 Jul 18;4(5):e385. doi: 10.1212/NXI.0000000000000385) | 6 to 8 days | 28 days | This test was developed and its performance characteristics determined by Mayo Clinic in a manner consistent with CLIA requirements. It has not been cleared or approved by the US Food and Drug Administration. | 86256 | PCA-Tr Titer, S | 94352-2 | 43439 | PCA-Tr Titer, S | 94352-2
PCTTC | Purkinje Cell Cytoplasmic Antibody, Type Tr (PCA-Tr) Titer, Spinal Fluid | Serological testing forPurkinje cell cytoplasmic antibody-Trfor patients with acquired cerebellar ataxia of undetermined etiology, particularly if the patient has a history of Hodgkin lymphoma Reporting an end titer result from spinal fluid specimens | Only orderable as a reflex. For more information see: DMC2 / Dementia, Autoimmune/Paraneoplastic Evaluation, Spinal Fluid ENC2 / Encephalopathy, Autoimmune/Paraneoplastic Evaluation, Spinal Fluid EPC2 / Epilepsy, Autoimmune/Paraneoplastic Evaluation, Spinal Fluid MDC2 / Movement Disorder, Autoimmune/Paraneoplastic Evaluation, Spinal Fluid PCDEC / Pediatric Autoimmune Encephalopathy/CNS Disorder Evaluation, Spinal Fluid Indirect Immunofluorescence Assay (IFA) | Yes | PCA-Tr Titer, CSF | If the indirect immunofluorescence (IFA) pattern suggestsPurkinje cell cytoplasmic antibody, type Tr (PCA-Tr), then this test will be performed at an additional charge | Only orderable as a reflex. For more information see: -DMC2 / Dementia, Autoimmune/Paraneoplastic Evaluation, Spinal Fluid -ENC2 / Encephalopathy, Autoimmune/Paraneoplastic Evaluation, Spinal Fluid -EPC2 / Epilepsy, Autoimmune/Paraneoplastic Evaluation, Spinal Fluid -MDC2 / Movement Disorder, Autoimmune/Paraneoplastic Evaluation, Spinal Fluid -PCDEC / Pediatric Autoimmune Encephalopathy/CNS Disorder Evaluation, Spinal Fluid Container/Tube:Sterile vial Specimen Volume:4 mL | 2 mL | Purkinje cell autoantibodies are among the antineuronalPurkinje cell autoantibodies are among the antineuronal autoantibodies that are recognized clinically as markers of a patient's immune response to specific cancers (paraneoplastic autoantibodies). The earliest description of a Purkinje cell cytoplasmic antibody (PCA) was reported by Trotter et al in 1976 as a serological accompaniment of paraneoplastic cerebellar ataxia in a patient with Hodgkin lymphoma.(1) IgG of that specificity was recently characterized more fully by Graus et al,(2) who confirmed the association with Hodgkin lymphoma and named the antibody "anti-Tr" in recognition of Dr. John L. Trotter's original report. To be consistent with a generic classification of neuronal nuclear and cytoplasmic autoantibodies,(3) we introduced the name PCA-Tr to distinguish this Purkinje cell cytoplasmic antibody from PCA-1 (a marker of ovarian or breast carcinoma) and PCA-2 (a marker of small-cell lung carcinoma),(4) which also are found in patients presenting with paraneoplastic neurological autoimmunity. | Only orderable as a reflex. For more information see: -DMC2 / Dementia, Autoimmune/Paraneoplastic Evaluation, Spinal Fluid -ENC2 / Encephalopathy, Autoimmune/Paraneoplastic Evaluation, Spinal Fluid -EPC2 / Epilepsy, Autoimmune/Paraneoplastic Evaluation, Spinal Fluid -MDC2 / Movement Disorder, Autoimmune/Paraneoplastic Evaluation, Spinal Fluid -PCDEC / Pediatric Autoimmune Encephalopathy/CNS Disorder Evaluation, Spinal Fluid <1:2 Neuron-restricted patterns of IgG staining that do not fulfill criteria forPurkinje cell cytoplasmic antibody type Trmay be reported as "unclassified antineuronal IgG." Complex patterns that include non-neuronal elements may be reported as "uninterpretable." | A positive value (at 1:2 dilution or higher) is consistent with neurological autoimmunity and justifies a search for Hodgkin lymphoma.Purkinje cell cytoplasmic antibody-Tr(PCA-Tr) has not yet been identified in any other context. Seropositive patients usually have Hodgkin lymphoma and present with subacute cerebellar ataxia.(1-3) | Interference from coexisting autoantibodies may preclude interpretation of the immunofluorescence pattern. A negative result does not exclude neurological autoimmunity or Hodgkin lymphoma. The Purkinje cell cytoplasmic antibody-Tr(PCA-Tr) antigen has not been defined immunochemically. It has been reported, but not yet confirmed that autoantibodies against glutamate receptors may occur in this context.(4 No Western blot characteristics have been defined for the PCA-Tr antigen. | 1. Trotter JL, Hendin BA, Osterland CK: Cerebellar degeneration with Hodgkin disease. An immunological study. Arch Neurol. 1976 Sept;33(9):660-661 2. Graus F, Gultekin SH, Ferrer I, Reiriz J, Alberch J, Dalmau J: Localization of the neuronal antigen recognized by anti-Tr antibodies from patients with paraneoplastic cerebellar degeneration and Hodgkin's disease in the rat nervous system. Acta Neuropathologica. 1998 July;96(1):1-7 3. Vernino S, Lennon VA: New Purkinje cell antibody (PCA-2): marker of lung cancer-related neurological autoimmunity. Ann Neurol. 2000 Mar;47(3):297-305 4.Graus F, Vincent A, Pozo-Rosich P, et al: Anti-glial nuclear antibody: marker of lung cancer-related paraneoplastic neurological syndromes. J Neuroimmunol. 2005 Aug;165(1-2):166-171 5. Klein CJ: Autoimmune-mediated peripheral neuropathies and autoimmune pain. In: Pittock SJ, Vincent A, eds. Autoimmune Neurology. Elsevier; 2016:417-446.Aminoff MJ, Boller F, Swaab DF, eds.Handbook of Clinical Neurology; vol 133 | The patient's sample is tested by a standardized immunofluorescence assay that uses a composite frozen section of mouse cerebellum, kidney, and gut tissues. After incubation with sample and washing, fluorescein-conjugated goat-antihuman IgG is applied. Neuron-specific autoantibodies are identified by their characteristic fluorescence staining patterns. Samples that are scored positive for any neuronal nuclear or cytoplasmic autoantibody are titrated to an endpoint. Interference by coexisting non-neuron-specific autoantibodies can usually be eliminated by serologic absorption.(Honorat JA, Komorowski L, Josephs KA, et al: IgLON5 antibody: neurological accompaniments and outcomes in 20 patients. Neurol Neuroimmunol Neuroinflamm 2017 Jul 18;4(5):e385. doi: 10.1212/NXI.0000000000000385) | 6 to 8 days | 28 days | This test was developed and its performance characteristics determined by Mayo Clinic in a manner consistent with CLIA requirements. It has not been cleared or approved by the US Food and Drug Administration. | 86256 | PCA-Tr Titer, CSF | 94362-1 | 43448 | PCA-Tr Titer, CSF | 94362-1
FPYRE | Pyrethrum IgE |  | Enzyme Immunoassay (EIA) | Yes | Pyrethrum IgE | Serum | Specimen Type:Serum Container/Tube:Red or SST Specimen Volume:0.5 mL Collection Instructions:Draw blood in a plain red-top tube(s), serum gel tube is acceptable. Spin down and send 0.5 mL of serum refrigerated in a plastic vial. | 0.5 mL |  | <0.35 kU/L | Class IgE (kU/L) Comment 0 <0.35 Below Detection 1 0.35-0.69 Low Positive 2 0.70-3.49 Moderate Positive 3 3.50-17.49 Positive 4 17.50-49.99 Strong Positive 5 >49.99 Very Strong Positive |  |  |  | 4 to 7 days |  | This test was developed and its performance characteristics determined by Eurofins Viracor. It has not been cleared or approved by the U.S. Food and Drug Administration. | 86003 | Pyrethrum IgE | 7639-8 | Z3099 | Class | 102549-3
FPYD | Pyridostigmine, Serum/Plasma |  | Gas Chromatography (GC) | Yes | Pyridostigmine | Varies | ***Must submit one specimen per order. Specimens cannot be shared between multiple orders.*** Submit only 1 of the following specimens: Specimen Type:Serum Collection Container/Tube:Red top Submission Container/Tube:Plastic vial Specimen Volume:5 mL Collection Instructions: 1. Draw blood in a plain, red-top tube(s).Serum gel tube is not acceptable. 2. Centrifuge and freeze immediately. Send 5 mL of serum frozen in a plastic, preservative-free vial. 3.Label specimen appropriately (serum). Specimen Type:Plasma Collection Container/Tube: Preferred:Lavender-top EDTA) Acceptable:Green-top (Heparin) Submission Container/Tube:Plastic vial Specimen Volume:5 mL Collection Instructions: 1. Draw blood in a lavender-top (EDTA) or green-top (Heparin) tube(s).Plasma gel tube is not acceptable. 2. Centrifuge and freeze immediately. Send 5 mL of plasma frozen in a preservative-free plastic vial. 3.Label specimen appropriately (plasma). | 2.2 mL |  | Reporting limit determined each analysis 30-125 ng/mL plasma in myasthenia gravis patients restoresnormalneuronal transmission. |  |  |  |  | 9 to 11 days | 2 weeks | This test was developed and its performance characteristics determined by NMS Labs. It has not been cleared or approved by the U.S. Food and Drug Administration. | 80375 | Pyridostigmine | 9390-6 | Z1870 | Reporting Limit | 19147-8
FP5PC | Pyridoxal 5-phosphate (CSF) |  | HPLC/Electrochemistry/Fluorescence | Yes | Pyridoxal 5-phosphate Conc., CSF | CSF | Medical Neurogenetics collection kit (MCL T657) required. NOTE: One set of tubes is required per patient. Total CSF volume required is 4.5 milliliters Each collection kit contains 5 micro centrifuge tubes. Tube #3 contains antioxidants necessary to perform this test. COLLECTION PROTOCOL: CSF should be collected from the first drop into the tubesin the numberedorder. 1) Fill each tube to the marked line with the required volumes. Tube 1: 0.5 mL Tube 2: 1.0 mL Tube 3: 1.0 mL (contains antioxidants necessary to protect the sample integrity) Tube 4: 1.0 mL Tube 5: 1.0 mL - If sample's not blood contaminated, the tubes should be placed on dry ice at bedside - If sample's are blood contaminated, the tubes should immediately be centrifuged (prior to freezing) and the clear CSF transferred to new similarly labeled tubes, then frozen - Store samples at -80 until they can be shipped 2) Complete Medical Neurogenetics, LLC request form. Include test required, sample date and date of birth. 3) Label tubes with patient name and ID number, leaving the tube number viewable. 4) Place samples inside a specimen transport bag and the Medical Neurogenetics, LLC request form inside the pouch of the transport bag. 5) Ship samples frozen on dry ice. |  |  | 30-80 nmol/L 0 to <3 months 23-65 nmol/L 3 months to <1 years 15-51 nmol/L 1 year to <4 years 10-37 nmol/L 4 years to adult |  |  |  |  | 10 to 18 days |  | This test was developed and its performance characteristics determined by Medical Neurogenetics, LCC. It has not been cleared or approved by the U.S. FDA. | 82542 | Pyridoxal 5-phosphate Conc., CSF | Not Provided | Z4919 | Interpretation | Not Provided
PLP | Pyridoxal 5-Phosphate, Plasma | Determining the concentration of pyridoxal 5-phosphate in the assessment of vitamin B6 status | Liquid Chromatography-Tandem Mass Spectrometry (LC-MS/MS) | Yes | Pyridoxal 5-Phosphate (PLP), P | Plasma Heparin | Patient Preparation: 1. Patient should fast overnight (12-14 hours); infants-should have specimen collected before next feeding. Water can be taken as needed. 2. For 24 hours before specimen collection,patient must not take multivitamins or vitamin supplements. Supplies:Amber Frosted Tube, 5 mL (T915) Collection Container/Tube:Green top (sodium or lithium heparin) or plasma gel separator (PST) Submission Container/Tube:Amber vial Specimen Volume:1 mL Collection Instructions: 1.Centrifuge at 4 degrees C within 2 hours of collection. 2. Aliquot all plasma into amber vial and freeze immediately. | 0.75 mL | Vitamin B6 is a complex of 6 vitamers: pyridoxal, pyridoxol, pyridoxamine, and their 5'-phosphate esters. Due to its role as a cofactor in many enzymatic reactions, pyridoxal phosphate (PLP) has been determined to be the biologically active form of vitamin B6. Vitamin B6 deficiency is a potential cause of burning mouth syndrome and a possible potentiating factor for carpal tunnel and tarsal tunnel syndromes. Persons who present chronic, progressive nerve compression disorders may be deficient in vitamin B6 and should be evaluated. Vitamin B6 deficiency is associated with symptoms of scaling of the skin, severe gingivitis, irritability, weakness, depression, dizziness, peripheral neuropathy, and seizures. In the pediatric population, deficiencies have been characterized by diarrhea, anemia, and seizures. Markedly elevated PLP in conjunction with low levels of pyridoxic acid are observed in cases of hypophosphatasia, a disorder characterized by low levels of alkaline phosphatase and a range of skeletal abnormalities. | 5-50 mcg/L | Levels for fasting individuals falling in the range of 3 to 30 mcg/L for pyridoxic acid (PA) and 5 to 50 mcg/L for pyridoxal 5-phosphate (PLP) are indicative of adequate nutrition. The following are interpretative guidelines based upon PLP and PA results: If PLP is >100 mcg/L and PA is < or =30 mcg/L: -The increased pyridoxal 5-phosphate is suggestive of hypophosphatasia. Consider analysis of serum alkaline phosphatase isoenzymes (ALKI / Alkaline Phosphatase, Total and Isoenzymes, Serum) and urinary phosphoethanolamine (AAPD / Amino Acids, Quantitative, Random, Urine). If PLP is >100 mcg/L and PA is 31 to 100 mcg/L or PLP is 81 to 100 mcg/L and PA is < or=30 mcg/L: -The increased pyridoxal 5-phosphate is likely related to dietary supplementation; however, a mild expression of hypophosphatasia cannot be excluded. Consider analysis of serum alkaline phosphatase isoenzymes (ALKI / Alkaline Phosphatase, Total and Isoenzymes, Serum) and urinary phosphoethanolamine (AAPD / Amino Acids, Quantitative, Random, Urine). If PLP is 51 to 80 mcg/L or PLP is 81 to 100 mcg/L and PA is >30 mcg/L; or PLP is >100 mcg/L and PA is >100 mcg/L: -The elevated pyridoxal 5-phosphate is likely due to dietary supplementation. | Reference ranges were established using healthy fasting volunteers who abstained from vitamin supplementation for 24 hours prior to collection.Vitamin supplementation and nonfasting may result in elevated plasma vitamin concentrations. | 1. Kimura M, Kanehira K, Yokoi K. Highly sensitive and simple liquid chromatographic determination in plasma of B6 vitamins, especially pyridoxal 5'-phosphate. J Chromatogr A. 1996;722(1-2):296-301. doi:10.1016/0021-9673(95)00354-1 2. Ball GFM: Vitamins: Their Role in the Human Body. Blackwell Publishing; 2004;310-325 3. Mackey AD, Davis SR, Gregory JF III: Vitamin B6. In: Shils ME, Shike M, Ross AC, et al. eds. Modern Nutrition in Health and Disease. 10th ed. Lippincott Williams and Wilkins; 2006:452-461 4. Roberts NB. Taylor A. Sodi R: Vitamins and trace elements. In: Rifai N, Horvath AR, Wittwer CT, eds. Tietz Textbook of Clinical Chemistry and Molecular Diagnostics. 6th ed. Elsevier; 2018:639-718 | The stable isotope pyridoxal 5-phosphate-d2 and/or pyridoxic acid-d2 is added to plasma as an internal standard. Meta-phosphoric acid solution is then added to precipitate the proteins. Following sedimentation of the proteins, an aliquot of the clarified supernatant fluid is subjected to separation of pyridoxal 5-phosphate, pyridoxic acid, and internal standards from other plasma components by reverse-phase high-performance liquid chromatography with quantitation by tandem mass spectrometry.(Unpublished Mayo method) | 1 to 4 days | 2 weeks | This test was developed and its performance characteristics determined by Mayo Clinic in a manner consistent with CLIA requirements. It has not been cleared or approved by the US Food and Drug Administration. | 84207 | Pyridoxal 5-Phosphate (PLP), P | 30552-4 | 4047 | Pyridoxal 5-Phosphate (PLP), P | 30552-4
B6PA | Pyridoxic Acid, Plasma | Determining the concentration of pyridoxic acid in the assessment of vitamin B6 status | Only orderable as part of a profile. For more information see B6PRO / Vitamin B6 Profile (Pyridoxal 5-Phosphate and Pyridoxic Acid), Plasma. Liquid Chromatography Tandem Mass Spectrometry (LC-MS/MS) | Yes | Pyridoxic Acid (PA), P | Plasma Heparin | Only orderable as part of a profile. For more information see B6PRO / Vitamin B6 Profile (Pyridoxal 5-Phosphate and Pyridoxic Acid), Plasma. Patient Preparation: 1. Patient should fast overnight (12-14 hours); infants-should have specimen collected before next feeding. Water can be taken as needed. 2. For 24 hours before specimen collection,patient must not take multivitamins or vitamin supplements. Supplies:Amber Frosted Tube, 5 mL(T915) Collection Container/Tube:Green top (sodium or lithium heparin) or plasma gel separator (PST) Submission Container/Tube:Amber vial Specimen Volume:1 mL Collection Instructions: 1. Centrifuge at 4 degrees C within 2 hours of collection. 2. Aliquot all plasma into amber vial and freeze immediately. | 0.75 mL | Vitamin B6 is a complex of 6 vitamers: pyridoxal, pyridoxol, pyridoxamine, and their 5'-phosphate esters. Due to its role as a cofactor in many enzymatic reactions, pyridoxal 5-phosphate (PLP) has been determined to be the biologically active form of vitamin B6. Vitamin B6 deficiency is a potential cause of burning mouth syndrome and a possible potentiating factor for carpal tunnel and tarsal tunnel syndromes. Persons who present with chronic, progressive nerve compression disorders may be deficient in vitamin B6 and should be evaluated. Vitamin B6 deficiency is associated with symptoms of scaling of the skin, severe gingivitis, irritability, weakness, depression, dizziness, peripheral neuropathy, and seizures. In the pediatric population, deficiencies have been characterized by diarrhea, anemia, and seizures. Markedly elevated PLP in conjunction with low levels of pyridoxic acid are observed in cases of hypophosphatasia, a disorder characterized by low levels of alkaline phosphatase and a range of skeletal abnormalities. | Only orderable as part of a profile. For more information see B6PRO / Vitamin B6 Profile (Pyridoxal 5-Phosphate and Pyridoxic Acid), Plasma. 3-30 mcg/L | Levels for fasting individuals falling in the range of 3 to 30 mcg/L for pyridoxic acid (PA) and 5 to 50 mcg/L for pyridoxal 5-phosphate (PLP) are indicative of adequate nutrition. PA results are not clinically significant by themselves and must be interpreted in conjugation with PLP concentrations. The following are interpretative guidelines based on PLP and PA results: If PLP is >100 mcg/L and PA is < or =30 mcg/L: -The increased PLP is suggestive of hypophosphatasia. Consider analysis of serum alkaline phosphatase isoenzymes (ALKI / Alkaline Phosphatase, Total and Isoenzymes, Serum) and urinary phosphoethanolamine (AAPD / Amino Acids, Quantitative, Random, Urine). If PLP is >100 mcg/L and PA is 31 to 100 mcg/L or PLP is 81 to 100 mcg/L and PA is < or =30 mcg/L: -The increased PLP is likely related to dietary supplementation; however, a mild expression of hypophosphatasia cannot be excluded. Consider analysis of serum alkaline phosphatase isoenzymes (ALKI / Alkaline Phosphatase, Total and Isoenzymes, Serum) and urinary phosphoethanolamine (AAPD / Amino Acids, Quantitative, Random, Urine). If PLP is 51 to 80 mcg/L or PLP is 81 to 100 mcg/L and PA is >30 mcg/L or PLP is >100 mcg/L and PA is >100 mcg/L: -The elevated PLP is likely due to dietary supplementation. | No significant cautionary statements | 1. Kimura M, Kanehira K, Yokoi K. Highly sensitive and simple liquid chromatographic determination in plasma of B6 vitamins, especially pyridoxal 5'-phosphate. J Chromatogr A. 1996;722(1-2):296-301. doi:10.1016/0021-9673(95)00354-1 2. Ball GFM: Vitamins: Their Role in the Human Body. Blackwell Publishing; 2004;310-325 3. Mackey AD, Davis SR, Gregory JF III: Vitamin B6. In: Shils ME, Shike M, Ross AC, et al. eds. Modern Nutrition in Health and Disease. 10th ed. Lippincott Williams and Wilkins; 2006:452-461 4. Roberts NB. Taylor A. Sodi R: Vitamins and trace elements. In: Rifai N, Horvath AR, Wittwer CT, eds. Tietz Textbook of Clinical Chemistry and Molecular Diagnostics. 6th ed. Elsevier; 2018:639-718 | The stable isotope pyridoxal 5-phosphate-d2 and/or pyridoxic acid-d2 is added to plasma as an internal standard. Meta-phosphoric acid solution is then added to precipitate the proteins. Following sedimentation of the proteins, an aliquot of the clarified supernatant fluid is subjected to separation of pyridoxal 5-phosphate, pyridoxic acid, and internal standards from other plasma components by reverse-phase high-performance liquid chromatography with quantitation by tandem mass spectrometry.(Unpublished Mayo method) | 3 to 7 days | 2 weeks | This test was developed and its performance characteristics determined by Mayo Clinic in a manner consistent with CLIA requirements. It has not been cleared or approved by the US Food and Drug Administration. | 82542 | Pyridoxic Acid (PA), P | 1688-1 | 61065 | Pyridoxic Acid (PA), P | 1688-1
P5NT | Pyrimidine 5' Nucleotidase, Blood | Evaluation of marked basophilic stippling Evaluation of hemolytic anemia | Kinetic Spectrophotometry | Yes | Pyrimidine 5' Nucleotidase, B | Whole Blood ACD-B | Collection Container/Tube: Preferred:Yellow top (ACD solution B) Acceptable:Lavender top (EDTA) Specimen Volume:5 mL Collection Instructions: Send whole blood specimen in original tube.Do not aliquot. | 3 mL | Pyrimidine 5' nucleotidases (P5'Ns) are catabolic enzymes that regulate cellular nucleotide and nucleoside levels through the dephosphorylation of noncyclic nucleoside 5'-monophosphates. P5'N activity is much higher in reticulocytes than in aged red blood cells due to increased demand during erythroid maturation. Reticulocyte ribosomal RNA degradation results in pyrimidine nucleotide residues that require conversion to nucleosides to allow diffusion outside the cell. Disruption of this process results in intracellular pyrimidine nucleotide accumulation visible as coarse basophilic stippling. Several different 5'-nucleotidase enzymes have been identified with distinctive substrate specificity, cellular localization, and tissue distribution. Only P5'N type 1 is known to be associated with P5'N deficiency (also called uridine 5' monophosphate hydrolase deficiency), a cause of congenital nonspherocytic hemolytic anemia (OMIM 266120, autosomal recessive). The disorder manifests as mild/compensated to moderate hemolytic anemia with persistent reticulocytosis. Additional features include jaundice/neonatal hyperbilirubinemia, splenomegaly, and characteristic marked basophilic stippling on the peripheral blood smear. Coincident hemoglobin E may lead to a more severe hemolytic anemia. P5'N deficiency is caused by homozygous or compound heterozygous alterations in theNT5C3Agene, mapped to chromosome 7p14. Assaying for the presence of pyrimidine nucleotides serves as a surrogate marker for P5'N deficiency and is not specific for a diagnosis of hereditary P5'N deficiency. Enzyme function is magnesium ion-dependent and is inhibited by metal chelating reagents, such as EDTA. Activity is inhibited by heavy metal ions including lead, mercury, copper, nickel, and cadmium, and toxic levels can cause accumulation of intracellular pyrimidine nucleotides. | Normal | A normal result indicates the absence of pyrimidine nucleotides and indicates normal pyrimidine 5' nucleotidase (P5'N) function. An abnormal result (abnormal spectral scan) indicates the presence of pyrimidine nucleotides and possible P5'N deficiency. Enzyme activity is inhibited by heavy metal ions, including lead, mercury, copper, nickel, and cadmium. Toxic levels can cause accumulation of intracellular pyrimidine nucleotides. If results are abnormal clinical correlation is recommended to exclude heavy metal poisoning. | This assay serves as a surrogate marker for decreased pyrimidine 5' nucleotidase (P5'N) activity from any cause and is not specific for a diagnosis of hereditary P5’N deficiency. Enzyme activity is inhibited by metal chelating reagents, such as EDTA. Since enzyme activity is inhibited by heavy metal ions (including lead, mercury, copper, nickel, and cadmium) and toxic levels can cause accumulation of intracellular pyrimidine nucleotides, clinical correlation to exclude heavy metal poisoning is indicated forabnormal results. Recent transfusion can result in false negative results. | 1. Rees DC, Duley JA, Marinaki AM. Pyrimidine 5' nucleotidase deficiency. Br J Haematol. 2003;120(3):375-383 2. Zanella A, Bianchi P, Fermo E, Valentini G. Hereditary pyrimidine 5'-nucleotidase deficiency: from genetics to clinical manifestations. Br J Haematol. 2006;133(2):113-123 3. Fairbanks VF, Klee GG. Biochemical aspects of hematology. In: Burtis CA, Ashwood ER, eds. Tietz Textbook of Clinical Chemistry. 3rd ed. WB Saunders; 1999:1642-1647 4. Gregg XT, Prchal JT. Red blood cell enzymopathies. In: Hoffman R, Benz, Jr EJ, et al, eds. Hematology : Basic Principles and Practice, 7th ed. Elsevier; 2018:616-625 5. Warang P, Colah R, Kedar P: Lead poisoning induced severe hemolytic anemia, basophilic stippling, mimicking erythrocyte pyrimidine 5'-nucleotidase deficiency in beta thalassemia minor. J Clin Toxicol. 2017;7(2):1000346. doi: 10.4172/2161-0495.1000346 | Pyrimidine nucleotides have a spectral absorption curve that is markedly different from that exhibited by (normally present) adenine nucleotides (eg, adenosine triphosphate). The former have a peak at about 270 nm; the latter at about 257 nm. Thus, pyrimidine 5' nucleotidase deficiency may be ascertained by demonstrating a very high spectral absorption maximum of 270 nm in erythrocyte extracts.(Beutler E: Red Cell Metabolism. A Manual of Biochemical Methods. 3rd ed. Grune and Stratton; 1984:100-102; van Solinge WW, van Wijk: Enzymes of the red blood cell.In: Rifai N, Horvath AR, Wittwer CT: eds. Tietz Textbook of Clinical Chemistry and Molecular Diagnostics. 6th ed. Elsevier; 2018:chap 30) | 10 days | 7 days | This test was developed and its performance characteristics determined by Mayo Clinic in a manner consistent with CLIA requirements. It has not been cleared or approved by the US Food and Drug Administration. | 83915 | Pyrimidine 5' Nucleotidase, B | 2902-5 | 2734 | Pyrimidine 5' Nucleotidase, B | 2902-5
PK1 | Pyruvate Kinase Enzyme Activity, Blood | Evaluation of nonspherocytic hemolytic anemia Evaluation of neonatal anemia or jaundice Evaluation of unexplained noninfectious hepatic failure Evaluation of unexplained iron overload Evaluation of unusually severe hemoglobin S trait Evaluation of unusually severe glucose 6-phosphate dehydrogenase deficiency Investigating families with pyruvate kinase deficiency to determine inheritance pattern and for genetic counseling | Kinetic Spectrophotometry (KS) | Yes | PK Enzyme Activity, B | Whole Blood ACD-B | Collection Container/Tube: Preferred:Yellow top (ACD solution B) Acceptable:Lavender top (EDTA) Specimen Volume:6 mL Collection Instructions:Send whole blood specimen in original tube.Do notaliquot. | 1 mL | Deficiencies of most of the enzymes of the Embden-Meyerhof (glycolytic) pathway, including pyruvate kinase (PK), have been reported. PK deficiency (OMIM 266200) is the erythrocyte enzyme deficiency most frequently found to be a cause of chronic nonspherocytic hemolytic anemia. It is an autosomal recessive disorder, and parents of affected patients are typically carriers. Some PK carrier states can exacerbate other red blood cell disorders (ie, coincident glucose 6-phosphate dehydrogenase deficiency or hemoglobin S trait). Clinically significant PK deficiency manifests in widely variable severity ranging from incidental compensated mild normocytic anemia to severe anemia. Neonatal jaundice is very common, and a significant subset of neonates have perinatal complications. Other symptoms include early gallstones and splenomegaly. Iron overload, even in the absence of frequent transfusions, is very common. Rare severe PK deficiency is associated with hydrops fetalis/fetal demise or unexplained noninfectious hepatic failure. Acquired PK deficiency can arise secondary to myeloid neoplasms. | > or =12 months of age: 5.5-12.4 U/g Hb Reference values have not been established for patients who are younger than 12 months. | Pyruvate kinase (PK) deficiency is the most easily masked of the red blood cell (RBC) enzyme disorders and can be difficult to classify without complete information, which may require comparison to other RBC enzyme activity levels or correlation with results ofPKLRgene molecular testing (PKLRG / Pyruvate Kinase Liver and Red Blood Cell [PKLR] Full Gene Sequencing and Large Deletion Detection, Varies). Most hemolytic anemias due to PK deficiency are associated with activity levels less than 40% of mean normal. However, some patients with clinically significant hemolysis can have normal or only mildly decreased PK enzyme activity, which paradoxically may occur in individuals with the most severe symptoms. Isolated carriers (heterozygotes) may show mildly decreased activity and are typically hematologically normal, although the carrier state may exacerbate other RBC disorders such asglucose 6-phosphate dehydrogenasedeficiency, RBC membrane disorders, or hemoglobinopathies. Some alterations in other genes (ie,KLF1) can be associated with decreased PK levels. Elevated PK concentrations can be found in those patients with younger erythrocyte population. This may be due to the patient being a newborn or young RBCs are being produced in response to the anemia (reticulocytosis). Rare PK deficient cases have been associated with minimally increased PK levels; however, comparison to other RBC enzyme activity would be critical in these cases for accurate interpretation. | Pyruvate kinase (PK) activity level can vary from markedly decreased to normal levels in affected individuals due to a compensated increase in enzyme by reticulocytes. Comparison of PK activity levels to other red blood cell enzyme activity can be very useful. Recent transfusion may mask the patient's intrinsic enzyme activity and cause unreliable results. Because leukocytes also contain PK, if the white blood cell (WBC) count is very high, false-negative results may occur due to inability to adequately remove WBCs from the assay. | 1. Grace RF, Bianchi P, van Beers EJ, et al. The clinical spectrum of pyruvate kinase deficiency: data from the Pyruvate Kinase Deficiency Natural History Study. Blood. 2018;131(20):2183-2192 2. Gallagher PG, Glader B: Diagnosis of pyruvate kinase deficiency. Pediatr Blood Cancer. 2016;63(5):771-772 3. Grace RF, Zanella A, Neufeld EJ, et al: Erythrocyte pyruvate kinase deficiency: 2015 status report. Am J Hematol. 2015;90(9):825-830 4. Zanella A, Fermo E, Bianchi P, Chiarelli LR, Valentini G: Pyruvate kinase deficiency: the genotype-phenotype association. Blood Rev. 2007;21(4):217-231 | Pyruvate kinase catalyzes the phosphorylation of adenine diphosphate to adenine triphosphate by converting phosphoenolpyruvate to pyruvate. The amount of pyruvate formed is quantitated by adding lactate dehydrogenase and reduced nicotinamide adenine dinucleotide (NADH) and measuring the rate of decrease in absorbance spectrophotometrically at 340 nm as the NADH is oxidized to NAD(+) on an automated chemistry analyzer.(Beutler E: Red Cell Metabolism. In: A Manual of Biochemical Methods. 3rd ed. Grune and Stratton; 1984:68-71; van Solinge WW, van Wijk: Enzymes of the red blood cell.In: Rifai N, Horvath AR, Wittwer CT: eds. Tietz Textbook of Clinical Chemistry and Molecular Diagnostics. 6th ed. Elsevier; 2018:chap 30) | 1 to 4 days | 7 days | This test was developed and its performance characteristics determined by Mayo Clinic in a manner consistent with CLIA requirements. It has not been cleared or approved by the US Food and Drug Administration. | 84220 | PK Enzyme Activity, B | 32552-2 | PKCL | PK Enzyme Activity, B | 32552-2
PKC | Pyruvate Kinase Enzyme Activity, Blood | Evaluation of nonspherocytic hemolytic anemia as a part of a profile Evaluation of neonatal anemia or jaundice Evaluation of unexplained noninfectious hepatic failure Evaluation of unexplained iron overload Evaluation of unusually severe hemoglobin S trait Evaluation of unusually severe glucose-6-phosphate dehydrogenase deficiency Investigating families with pyruvate kinase deficiency to determine inheritance pattern and for genetic counseling | Only available as part of a profile. For more information see: HAEV1 / Hemolytic Anemia Evaluation, Blood EEEV1 / Red Blood Cell (RBC) Enzyme Evaluation, Blood Kinetic Spectrophotometry (KS) | Yes | PK Enzyme Activity, B | Whole Blood ACD-B | Only available as part of a profile. For more information see: HAEV1 / Hemolytic Anemia Evaluation, Blood EEEV1 / Red Blood Cell (RBC) Enzyme Evaluation, Blood |  | Deficiencies of most of the enzymes of the Embden-Meyerhof (glycolytic) pathway, including pyruvate kinase (PK), have been reported. PK deficiency (OMIM 266200) is the erythrocyte enzyme deficiency most frequently found to be a cause of chronic nonspherocytic hemolytic anemia. It is an autosomal recessive disorder and parents of affected patients are typically carriers. Some PK carrier states can exacerbate other red blood cell disorders (ie, coincident glucose 6-phosphate dehydrogenase deficiency or hemoglobin S trait). Clinically significant PK deficiency manifests in widely variable severity ranging from incidental compensated mild normocytic anemia to severe anemia. Neonatal jaundice is very common, and a significant subset of neonates have perinatal complications. Other symptoms include early gallstones and splenomegaly. Iron overload, even in the absence of frequent transfusions, is very common. Rare severe PK deficiency is associated with hydrops fetalis/fetal demise or unexplained noninfectious hepatic failure. Acquired PK deficiency can arise secondary to myeloid neoplasms. | Only available as part of a profile. For more information see: HAEV1 / Hemolytic Anemia Evaluation, Blood EEEV1 / Red Blood Cell (RBC) Enzyme Evaluation, Blood > or =12 months of age: 5.5-12.4 U/g Hb Reference values have not been established for patients who are younger than 12 months. | Pyruvate kinase (PK)deficiency is the most easily masked of the red blood cell (RBC) enzyme disorders and can be difficult to classify without complete information, which may require comparison to other RBC enzyme activity levels and/or correlation with results ofPKLRgene molecular testing (PKLRG / Pyruvate Kinase Liver and Red Blood Cell (PKLR), Full Gene Sequencing and Large Deletion Detection, Varies). Most hemolytic anemias due to PK deficiency are associated with activity levels less than 40% of mean normal. However, some patients with clinically significant hemolysis can have normal or only mildly decreased PK enzyme activity, which, paradoxically, may occur in individuals with the most severe symptoms. Isolated carriers (heterozygotes) may show mildly decreased activity and are typically hematologically normal, although the carrier state may exacerbate other RBC disorders such asglucose 6-phosphate dehydrogenasedeficiency, RBC membrane disorders, or hemoglobinopathies. Some alterations in other genes (ie,KLF1) can be associated with decreased PK levels. Elevated PK concentrations can be found in those patients with younger erythrocyte population. This may be due to the patient being a newborn or young RBCs are being produced in response to the anemia (reticulocytosis). Rare PK deficient cases have been associated with minimally increased PK levels; however, comparison to other RBC enzyme activity would be critical in these cases for accurate interpretation. | Pyruvate kinase (PK) activity level can vary from markedly decreased to normal levels in affected individuals due to a compensated increase in enzyme by reticulocytes. Comparison of PK activity levels to otherred blood cellenzyme activity can be very useful. Recent transfusion may mask the patient's intrinsic enzyme activity and cause unreliable results. Because leukocytes also contain PK, if the white blood cell (WBC) count is very high, false-negative results may occur due to inability to adequately remove WBCs from the assay. | 1. Grace RF, Bianchi P, van Beers EJ, et al. The clinical spectrum of pyruvate kinase deficiency: data from the Pyruvate Kinase Deficiency Natural History Study. Blood. 2018 ;131(20):2183-2192 2. Gallagher PG, Glader B. Diagnosis of pyruvate kinase deficiency. Pediatr Blood Cancer. 2016;63(5):771-772 3. Grace RF, Zanella A, Neufeld EJ, et al. Erythrocyte pyruvate kinase deficiency: 2015 status report. Am J Hematol. 2015;90(9):825-830 4. Zanella A, Fermo E, Bianchi P, Chiarelli LR, Valentini G. Pyruvate kinase deficiency: the genotype-phenotype association. Blood Rev. 2007;21(4):217-231 | Pyruvate kinase catalyzes the phosphorylation of adenine diphosphate to adenine triphosphate by converting phosphoenolpyruvate to pyruvate. The amount of pyruvate formed is quantitated by adding lactate dehydrogenase and reduced nicotinamide adenine dinucleotide (NADH) and measuring the rate of decrease in absorbance spectrophotometrically at 340 nm as the NADH is oxidized to NAD(+) on an automated chemistry analyzer.(Beutler E: Red Cell Metabolism. In: A Manual of Biochemical Methods. 3rd ed. Grune and Stratton; 1984:68-71; van Solinge WW, van Wijk: Enzymes of the red blood cell.In: Rifai N, Horvath AR, Wittwer CT: eds. Tietz Textbook of Clinical Chemistry and Molecular Diagnostics. 6th ed. Elsevier; 2018:chap 30) | 5 days | 28 days | This test was developed and its performance characteristics determined by Mayo Clinic in a manner consistent with CLIA requirements. It has not been cleared or approved by the US Food and Drug Administration. | 84220 | PK Enzyme Activity, B | 32552-2 | PKCL | PK Enzyme Activity, B | 32552-2
PKLRG | Pyruvate Kinase Liver and Red Blood Cell (PKLR), Full Gene Sequencing and Large Deletion Detection, Varies | Aiding in the diagnosis of pyruvate kinase (PK) deficiency Ascertaining a causative variant in thePKLRgene of patients with low or relatively low levels of erythrocytic PK enzymatic activity Ascertaining carrier status of family members of individuals diagnosed with PK deficiency for genetic counseling purposes | Polymerase Chain Reaction (PCR) followed by DNA Sequence Analysis/Large Deletion Detection by PCR followed by Fragment Analysis | Yes | PKLR Full Gene and Deletion | Varies | Submit only 1 of the following specimens: Specimen Type:Whole blood Container/Tube:Yellow top (ACD solution B) or lavender top (EDTA) Specimen Volume:3 mL Collection Instructions: 1. Invert several times to mix blood. 2. Send whole blood specimen in original tube.Do not aliquot. Specimen Stability Information:Refrigerated 30 days Specimen Type:DNA Container/Tube:2 mL screw top tube Specimen Volume:100 microliters Collection Instructions: 1. The preferred volume is 100 microliters at a concentration of 250 ng/mcL 2. Include concentration and volume on tube Specimen Stability Information:Frozen (preferred)/Ambient/Refrigerate | Whole blood: 0.5 mL | The glycolytic pathway is used by all tissues for energy production through the formation of adenosine triphosphate (ATP). It is particularly important in red blood cells, which are dependent upon this pathway for energy due to their lack of mitochondria. ThePKLRgene encodes for pyruvate kinase, the rate-limiting glycolytic enzyme that catalyzes the transphosphorylation from phosphoenolpyruvate to adenosine diphosphate, creating pyruvate and ATP. Pyruvate kinase (PK) deficiency is a relatively common cause of hereditary nonspherocytic hemolytic anemia,(1) with an estimated prevalence of 1:20,000 among people of European descent. The severity of hemolysis varies from fully compensated forms to life-threatening neonatal anemia requiring transfusions.(2) Over 200 different variants have been reported in thePKLRgene. Most are single nucleotide substitutions, although rarer large deletions have also been identified. PK deficiency is inherited in an autosomal recessive manner, and genetic results should be correlated with enzyme levels performed as remote from transfusion when possible. PK deficiency can be difficult to interpret based on enzyme level alone and may be only mildly decreased or normal in those with the most severe symptoms or after splenectomy due to reticulocytosis.(2) Comparison to other erythrocyte enzyme levels is usually very helpful in this regard. Heterozygous carriers ofPKLRvariants have intermediate enzyme levels and are not symptomatic. | An interpretive report will be provided. | All detected alterations will be evaluated according to current American College of Genetics and Genomics recommendations.(3) Variants will be classified based on known, predicted, or possible effect on gene pathogenicity and reported with interpretive comments detailing their potential or known clinical significance. | Blood specimens may contain donor DNA if obtained from patients who received blood transfusions or allogeneic blood or marrow transplantation. Results from specimens obtained under these circumstances may not accurately reflect the recipient's genotype. For individuals who have received blood transfusions, the genotype usually reverts to that of the recipient within 6 weeks. For individuals who have received allogeneic blood or marrow transplantation, a pretransplant DNA specimen is recommended for testing. For patients who have been transfused within the preceding 6 weeks, the enzyme assay (PK1 / Pyruvate Kinase Enzyme Activity, Blood) will also be affected, so it is not an appropriate alternative test. Patients who have received an allogeneic blood or marrow transplant would be expected to convert to thePKLRstatus of the donor. However, if the patient's transplant was partially successful or if there is a relapse of an underlying hematologic malignancy, a mixture of donor and recipient genotypes may be seen on genetic analysis. The enzyme assay can be performed after transplantation; order PK1 / Pyruvate Kinase Enzyme Activity, Blood. Rare variants exist that could lead to false-negative or false-positive results. Other variants in the primer binding regions can affect the testing and, ultimately, the genotype assessment made. Test results should be interpreted in the context of clinical findings, family history, and other laboratory data. Large deletions or rearrangements that are not within the intron 2 through exon 11 region are not detected by this assay. Sometimes a genetic alteration of unknown significance may be identified. In this case, testing of appropriate family members may be useful to determine pathogenicity of the alteration. This test is not designed to provide specific dosing or drug selection recommendations and is to be used as an aid to clinical decision making only. Drug-label guidance should be used when dosing patients with medications regardless of the predicted phenotype. | 1. van Wijk R, Huizinga E, van Wesel AC, et al: Fifteen novel mutations in PKLR associated with pyruvate (PK) deficiency: structural implications of amino acid substitutions in PK. Hum Mutat. 2009;30(3):446-453 2. Zanella A, Fermo E, Bianchi P, et al: Pyruvate kinase deficiency: the genotype-phenotype association. Blood Rev. 2007 Jul;21(4):217-231 3. Richards S, Aziz N, Bale S, et al; ACMG Laboratory Quality Assurance Committee: Standards and guidelines for the interpretation of sequence variants: a joint consensus recommendation of the American College of Medical Genetics and Genomics and the Association for Molecular Pathology. Genet Med. 2015 May;17(5):405-424 4. OMIM: 609712 Pyruvate Kinase, Liver and Red Blood Cell; PKLR. Johns Hopkins University; 2005. Updated November 2022. Accessed January 6, 2023. Available at www.omim.org/entry/609712 5. Baronciani L, Beutler E: Molecular study of pyruvate deficient patients with hereditary nonspherocytic hemolytic anemia. J Clin Invest. 1995 April;95(4):1702-1709 6. Bianchi P, Zanella A: Hematologically important mutations: red cell pyruvate kinase (Third update). Blood Cells Mol Dis. 2000 Feb;26(3):47-53 7. Costa C, Albuisson J, Le TH, et al: Severe hemolytic anemia in a Vietnamese family, associated with novel mutations in the gene encoding for pyruvate kinase. Haematologica. 2005 Jan;90(1):25-30 8. So CC, Tang M, Li CH, et al: First reported case of prenatal diagnosis for pyruvate kinase deficiency in a Chinese family. Hematology. 2011 Nov;16(6):377-379 9. van Wijk R, van Solinge WW, Nerlov C, et al: Disruption of a novel regulatory element in the erythroid-specific promoter of the humanPKLRgene causes severe pyruvate kinase deficiency. Blood. 2003 Feb;101(4):1596-1062 | Genomic DNA is extracted from whole blood. ThePKLRgene is amplified by polymerase chain reaction (PCR). The PCR products are then purified and sequenced in both directions using fluorescent dye-terminator chemistry. Sequencing products are separated on an automated sequencer, and the trace files analyzed for variations in the exons and intron/exon boundaries of all exons using variant detection software and visual inspection.(Unpublished Mayo method) Large Deletion Detection: A single PCR product is amplified and separated by gel electrophoresis for fragment size detection.(Unpublished Mayo method) | 10 to 21 days | Whole blood: 2 weeks; Extracted DNA: 2 months | This test was developed and its performance characteristics determined by Mayo Clinic in a manner consistent with CLIA requirements. It has not been cleared or approved by the US Food and Drug Administration. | 8140581479 | PKLR Full Gene and Deletion | 94212-8 | 91971 | Additional Information | 48767-8
PYRC | Pyruvate, Spinal Fluid | Investigating possible disorders of mitochondrial metabolism, when used in conjunction with cerebrospinal fluid lactate, collected at the same time, to determine the lactate-to-pyruvate (L:P) ratio Evaluating patients with neurologic dysfunction and normal blood L:P ratios | Spectrophotometry (SP) | Yes | Pyruvic Acid, CSF | For more information see:Epilepsy: Unexplained Refractory and/or Familial Testing Algorithm | Specimen Type:Spinal fluid Container/Tube:Sterile vial Specimen Volume:0.6 mL Collection Instructions:Send specimen from vial 4. | 0.5 mL | Pyruvic acid, an intermediate metabolite, plays an important role in linking carbohydrate and amino acid metabolism to the tricarboxylic acid cycle, the fatty acid beta-oxidation pathway, and the mitochondrial respiratory chain complex. Though pyruvate is not diagnostic in itself, analysis with lactate has diagnostic value as many inborn errors of metabolism present with laboratory findings that include lactic acidosis and/or a high lactate:pyruvate (L:P) ratio. The L:P ratio is elevated in several, but not all, mitochondrial respiratory chain disorders. Mitochondrial disorders vary widely in presentation and age of onset. Many mitochondrial disorders have neurologic and myopathic features and may involve multiple organ systems. Determination of lactate, pyruvate, and the L:P ratio in cerebrospinal fluid is helpful in directing attention toward a possible mitochondrial disorder in cases with predominantly neurologic dysfunction and normal blood lactate levels. A low L:P ratio is observed in inherited disorders of pyruvate metabolism including pyruvate dehydrogenase complex (PDHC) deficiency. Clinical presentation of PDHC deficiency can range from fatal congenital lactic acidosis to relatively mild ataxia or neuropathy. The most common features in infants and children with PDHC deficiency are delayed development and hypotonia. Seizures and ataxia are also frequent features. Other manifestations can include congenital brain malformations, degenerative changes including Leigh disease, and facial dysmorphism. | 0.06-0.19 mmol/L | An elevated lactate-to-pyruvate (L:P) ratio may indicate inherited disorders of the respiratory chain complex, tricarboxylic acid cycle disorders and pyruvate carboxylase deficiency. Respiratory chain defects usually result in L:P ratios above 20. A low L:P ratio (disproportionately elevated pyruvic acid) may indicate an inherited disorder of pyruvate metabolism. Defects of the pyruvate dehydrogenase complex result in L:P ratios below 10. The L:P ratio is characteristically normal in other patients. An artifactually high ratio can be found in acutely ill patients. | Correct specimen collection and handling is crucial to achieve reliable results. Pyruvic acid levels alone have little clinical utility. Abnormal concentrations of pyruvic acid and lactate-to-pyruvate (L:P) ratios are not diagnostic for a particular disorder but must be interpreted in the context of the patient's clinical presentation and other laboratory studies. For the L:P ratio, both analytes should be determined using the same specimen. When comparing blood and cerebrospinal fluid (CSF) L:P ratios, blood and CSF specimens should be collected at the same time. | 1. Munnich A, Rotig A, Cormier-Daire V, Rustin P. Clinical presentation of Respiratory Chain Deficiency. In: Valle DL, Antonarakis S, Ballabio A, Beaudet AL, Mitchell GA, eds. The Online Metabolic and Molecular Bases of Inherited Disease. McGraw-Hill; 2019. AccessedSeptember 11, 2023. Available at http://ommbid.mhmedical.com/content.aspx?bookid=2709&sectionid=225086827 2.Robinson BH: Lactic acidemia. Disorders of pyruvate carboxylase and pyruvate dehydrogenase. In:Valle DL, Antonarakis S, Ballabio A, Beaudet AL, Mitchell GA, eds.The Online Metabolic and Molecular Bases of Inherited Disease. McGraw-Hill; 2019. Accessed September 11,, 2023. Available at http://ommbid.mhmedical.com/content.aspx?bookid=2709&sectionid=225087140 3. Shoffner JM. Oxidative phosphorylation diseases. In: Valle DL, Antonarakis S, Ballabio A, Beaudet AL, Mitchell GA, eds. Online Metabolic and Molecular Bases of Inherited Disease. McGraw-Hill. AccessedSeptember 11, 2023. Available at http://ommbid.mhmedical.com/content.aspx?bookid=2709&sectionid=225088339 4.Parikh S, Goldstein A, Koenig MK, et al. Diagnosis and management of mitochondrial disease: a consensus statement from the Mitochondrial Medicine Society. Genet Med. 2015;17(9):689-701. doi:10.1038/gim.2014.177 | Pyruvate, in the presence of excess nicotinamide adenine dinucleotide, hydrogen ions, and lactic dehydrogenase, is reduced to lactate. The reaction is stoichiometric; the decrease in absorbance at 340 nm is directly proportional to the concentration of pyruvate.(Huckabee WE. Relationships of pyruvate and lactate during anaerobic metabolism. I. Effects of infusion of pyruvate or glucose and of hyperventilation. J Clin Invest. 1958;37(2):244-254; Benoist JF, Alberti C, Leclercq S, et al. Cerebrospinal fluid lactate and pyruvate concentrations and their ratio in children: age-related reference intervals. Clin Chem. 2003;49[3]:487-494; Cowan T, Pasquali M. Laboratory investigations of inborn errors of metabolism. In: Sarafoglou K, Hoffman GF, Roth KS, eds. Pediatric Endocrinology and Inborn Errors of Metabolism. 2nd ed. McGraw-Hill; 2017:1139-1158) | 4 to 8 days | 2 months | This test was developed and its performance characteristics determined by Mayo Clinic in a manner consistent with CLIA requirements. It has not been cleared or approved by the US Food and Drug Administration. | 84210 | Pyruvic Acid, CSF | 14122-6 | 83356 | Pyruvic Acid, CSF | 14122-6
PYR | Pyruvic Acid, Blood | Screening for possible disorders of mitochondrial metabolism, when used in conjunction with blood lactate collected at the same time, to determine the lactate-to-pyruvate ratio | Spectrophotometry (SP) | Yes | Pyruvic Acid, B | SeeEpilepsy: Unexplained Refractory and/or Familial Testing Algorithm | Call 800-533-1710 or 507-266-5700 to order special collection tube. Patient Preparation:Fasting (at least 4 hours) Supplies:Perchloric Acid-Pyruvate Tube (T012) Container/Tube:Special collection tube containing 2.5 mL of 6% perchloric acid Specimen Volume:Exactly 1 mL Collection Instructions: 1. Special collection tube must be prechilled prior to collection. 2. Draw enough blood directly into syringe to add exactly 1 mL of blood to the prechilled special collection tube. 3. Taking care to not spill any of the preservative, cautiously remove the cap from the tube. 4. Immediately transfer blood, once drawn, to the prechilled, special collection tube, recap, and shake vigorously to mix. Additional Information: 1.Check expiration date before using.Supplied collection tube expires 14 months after preparation. 2. If perchloric acid (preservative) spills, obtain a new, prechilled tube. | See Specimen Required | Pyruvic acid, an intermediate metabolite, plays an important role in linking carbohydrate and amino acid metabolism to the tricarboxylic acid cycle, the fatty acid beta-oxidation pathway, and the mitochondrial respiratory chain complex. Though isolated elevated pyruvate is not diagnostic of any inborn error of metabolism, analysis with lactate may suggest an inborn error of metabolism as some present with lactic acidosis or a high lactate-to-pyruvate (L:P) ratio. The L:P ratio is elevated in several, but not all, mitochondrial respiratory chain disorders. Mitochondrial disorders vary widely in presentation and age of onset. Many mitochondrial disorders have neurologic and myopathic features and may involve multiple organ systems. Determination of lactate, pyruvate, and L:P ratio in cerebrospinal fluid is helpful in directing attention toward a possible mitochondrial disorder in cases with predominantly neurologic dysfunction and normal blood lactate levels, though further confirmatory testing will be required to establish a diagnosis. A low L:P ratio is observed in inherited disorders of pyruvate metabolism including pyruvate dehydrogenase complex (PDHC) deficiency. Clinical presentation of PDHC deficiency can range from fatal congenital lactic acidosis to relatively mild ataxia or neuropathy. The most common features in infants and children with PDHC deficiency are delayed development and hypotonia. Seizures and ataxia are also frequent features. Other manifestations can include congenital brain malformations, degenerative changes including Leigh disease, and facial dysmorphism. | 0.08-0.16 mmol/L NIH Unit 0.7-1.4 mg/dL | An elevated lactate-to-pyruvate (L:P) ratio may indicate inherited disorders of the respiratory chain complex, tricarboxylic acid cycle disorders and pyruvate carboxylase deficiency. Respiratory chain defects usually result in L:P ratios above 20. A low L:P ratio (disproportionately elevated pyruvic acid) may indicate an inherited disorder of pyruvate metabolism. Defects of the pyruvate dehydrogenase complex result in L:P ratios below 10. The L:P ratio is characteristically normal in other patients. An artifactually high ratio can be found if the patient is acutely ill. Cerebrospinal fluid (CSF) L:P ratio may assist in evaluation of patients with neurologic dysfunction and normal blood L:P ratios. Blood and CSF specimens should be collected at the same time. | Correct specimen collection and handling is crucial to achieve reliable results. Pyruvic acid levels alone have little clinical utility. Abnormal concentrations of pyruvic acid and lactate-to-pyruvate (L:P) ratios are not diagnostic for a particular disorder but must be interpreted in the context of the patient's clinical presentation and other laboratory studies.The determination of pyruvic acid is of diagnostic value when lactic acid is measured and the L:P ratio is established in the same specimen. When comparing blood and cerebrospinal fluid (CSF) L:P ratios, blood and CSF specimens should be collected at the same time. | 1. Munnich A, Rotig A, Cormier-Daire V, Rustin P. Clinical presentation of respiratory chain deficiency. In: Valle DL, Antonarakis S, Ballabio A, Beaudet AL, Mitchell GA, eds. The Online Metabolic and Molecular Bases of Inherited Disease. McGraw-Hill; 2019. AccessedNovember 29, 2023. Available at http://ommbid.mhmedical.com/content.aspx?bookid=2709&sectionid=225086827 2.Robinson BH. Lactic acidemia: Disorders of pyruvate carboxylase and pyruvate dehydrogenase. In:Valle DL, Antonarakis S, Ballabio A, Beaudet AL, Mitchell GA, eds.The Online Metabolic and Molecular Bases of Inherited Disease. McGraw-Hill; 2019. Accessed November 29, 2023. Available at http://ommbid.mhmedical.com/content.aspx?bookid=2709&sectionid=225087140 3. Shoffner JM. Oxidative phosphorylation diseases. In: Valle DL, Antonarakis S, Ballabio A, Beaudet AL, Mitchell GA, eds. Online Metabolic and Molecular Bases of Inherited Disease. McGraw-Hill; 2019 AccessedNovember 29, 2023. Available at http://ommbid.mhmedical.com/content.aspx?bookid=2709&sectionid=225088339 4.Parikh S, Goldstein A, Koenig MK, et al. Diagnosis and management of mitochondrial disease: a consensus statement from the Mitochondrial Medicine Society. Genet Med. 2015;17(9):689-701. doi:10.1038/gim.2014.177 | Pyruvate, in the presence of excess nicotinamide adenine dinucleotide, hydrogen ions, and lactic dehydrogenase is reduced to lactate. The reaction is stoichiometric; the decrease in absorbance at 340 nm is directly proportional to the concentration of pyruvate.(Fleischer WR, Forman DT, Huckabee WE, Antonis A, Young K. Enzymatic methods for lactic and pyruvic acids. In: MacDonald RP, ed. Standard Methods of Clinical Chemistry. Vol 6. 1970:245-259; Huckabee WE. Relationships of pyruvate and lactate during anaerobic metabolism. I. Effects of infusion of pyruvate or glucose and of hyperventilation. J Clin Invest. 1958;37:244-254; Cowan T, Pasquali M. Laboratory investigations of inborn errors of metabolism. In: Sarafoglou K, Hoffman GF, Roth KS, eds. Pediatric Endocrinology and Inborn Errors of Metabolism. 2nd ed. McGraw-Hill; 2017:1139-1158) | 2 to 5 days | 3 weeks | This test was developed and its performance characteristics determined by Mayo Clinic in a manner consistent with CLIA requirements. It has not been cleared or approved by the US Food and Drug Administration. | 84210 | Pyruvic Acid, B | 14121-8 | 7729 | Pyruvic Acid, B | 2905-8
QFEVR | Q Fever Antibody Screen with Titer Reflex, Serum | Screening for exposure toCoxiella burnetii,the causative agent of Q fever This test shouldnot be usedas a screening procedure for the general population. | Enzyme-Linked Immunosorbent Assay (ELISA) | Yes | Q Fever Ab Scrn w/ Titer Reflex, S | If the Q fever serology result is reactive, then Q fever antibody confirmation by indirect immunofluorescence will be performed at an additional charge. | Supplies:Sarstedt Aliquot Tube, 5 mL (T914) Collection Container/Tube: Preferred:Serum gel Acceptable:Red top Submission Container/Tube:Plastic vial Specimen Volume:0.6 mL Collection Instructions:Centrifuge and aliquot serum into a plastic vial. | 0.5 mL | Q fever, a rickettsial infection caused byCoxiella burnetii, has been recognized as a widely distributed zoonosis with the potential for causing both sporadic and epidemic disease. The resistance ofC burnetiito heat, chemical agents, and desiccation allows the agent to survive for extended periods outside the host. C burnetiiis spread by the inhalation of infected material, largely from dried sheep and goat reproductive material; the organism is also shed in feces, milk, nasal discharge, placental tissue, and amniotic fluid from ruminant animals. The clinical spectrum of disease ranges from unapparent to fatal. Respiratory manifestations usually predominate; endocarditis and hepatitis can be complications. During the course of the infection, the outer membrane of the organism undergoes changes in its lipopolysaccharide structure, called phase variation. Differences in the host antibody response between phase I and phase II antigens can help classify infections as either acute or chronic: -In acute Q fever, the phase II antibody is generally higher than the phase I titer, often by 4-fold, even in early specimens. Although a rise in phase I as well as phase II titers may occur in later specimens, the phase II titer remains higher. -In chronic Q fever, the reverse situation is generally seen. Serum specimens collected late in the illness from chronic Q fever patients demonstrate significantly higher phase I titers, sometimes much greater than 4-fold. -In the case of chronic granulomatous hepatitis, IgG and IgM titers to phase I and phase II antigens are quite elevated, with phase II titers generally equal to or greater than phase I titers. -Titers seen in Q fever endocarditis are similar in magnitude, although the phase I titers are quite often higher than the phase II titers. | Negative Reference values apply to all ages | Negative: No antibodies to Q fever (Coxiella burnetii) detected. Repeat testing on a new sample collected in 2 to 3 weeks if acute Q fever is suspected. Reactive: Not diagnostic. Sample reflexed to the indirect immunofluorescence assay to determine Q fever (Coxiella burnetii) phase I and phase II IgM and IgG titers. | Serologic responses are time dependent. Specimens collected too early in the disease may not have detectable antibody levels. A second specimen collected 2 to 3 weeks may be necessary to detect antibody. Cross-reactivity may occur with other closely related intracellular organisms (eg,Rickettsiaspecies). | 1. Hartzell JD, Marrie TJ, Raoult D.Coxiella burnetii(Q fever). In: Bennett JE, Dolin R, Blaser MJ, eds. Mandell, Douglas, and Bennett's Principles and Practice of Infectious Diseases. 9th ed. Elsevier; 2020:2360-2367 2. Anderson A, Bijlmer H, Fournier PE, et al. Diagnosis and management of Q fever--United States, 2013: recommendations from CDC and the Q Fever Working Group [published correction appears in MMWR Recomm Rep. 2013 Sep 6;62(35):730]. MMWR Recomm Rep. 2013;62(RR-03):1-30 | The test uses microplate strips, each with 8 break-off reagent wells coated with purified native antigens fromCoxiella burnetiicells in the acute and chronic phase. In the first reaction step, diluted samples are incubated in the wells. In the case of positive samples, specific IgA, IgG, or IgM antibodies will bind to the antigens. To detect the bound antibodies, a second incubation is carried out using an enzyme-labelled anti-human IgA-G-M (enzyme conjugate) catalyzing a color reaction.(Unpublished Mayo method) | 1 to 4 days | 14 days | This test was developed and its performance characteristics determined by Mayo Clinic in a manner consistent with CLIA requirements. It has not been cleared or approved by the US Food and Drug Administration. | 8663886638 x 4 (if applicable) | Q Fever Ab Scrn w/ Titer Reflex, S | 23019-3 | QFEVR | Q Fever Ab Scrn w/ Titer Reflex, S | 23019-3
QFP | Q Fever IgM and IgG, Titer, Serum | Diagnosis ofCoxiella burnetii, the causative agent of Q fever | Only orderable as a reflex. For more information see QFEVR / Q Fever Antibody Screen with Titer Reflex, Serum. Indirect Immunofluorescence | Yes | Q Fever IgM/IgG, Titer, S | For more information seeInfective Endocarditis: Diagnostic Testing for Identification of Microbiological Etiology. | Only orderable as a reflex. For more information see QFEVR / Q Fever Antibody Screen with Titer Reflex, Serum. Supplies:Sarstedt Aliquot Tube, 5 mL (T914) Collection Container/Tube: Preferred:Serum gel Acceptable:Red top Submission Container/Tube:Plastic vial Specimen Volume:0.5 mL Collection Instructions: Centrifuge and aliquot serum into a plastic vial. | 0.25 mL | Q fever, a rickettsial infection caused byCoxiella burnetii, has been recognized as a widely distributed zoonosis with the potential for causing both sporadic and epidemic disease. The resistance ofC burnetiito heat, chemical agents, and desiccation allows the agent to survive for extended periods outside the host. C burnetiiis spread by the inhalation of infected material, largely from dried sheep and goat reproductive material; the organism is also shed in feces, milk, nasal discharge, placental tissue, and amniotic fluid from ruminant animals. The clinical spectrum of disease ranges from unapparent to fatal. Respiratory manifestations usually predominate; endocarditis and hepatitis can be complications. During the course of the infection, the outer membrane of the organism undergoes changes in its lipopolysaccharide structure, called phase variation. Differences in the host antibody response between phase I and phase II antigens can help classify infections as either acute or chronic: -In acute Q fever, the phase II antibody is generally higher than the phase I titer, often by 4-fold, even in early specimens. Although a rise in phase I as well as phase II titers may occur in later specimens, the phase II titer remains higher. -In chronic Q fever, the reverse situation is generally seen. Serum specimens collected late in the illness from chronic Q fever patients demonstrate significantly higher phase I titers, sometimes much greater than 4-fold. -In the case of chronic granulomatous hepatitis, IgG and IgM titers to phase I and phase II antigens are quite elevated, with phase II titers generally equal to or greater than phase I titers. -Titers seen in Q fever endocarditis are similar in magnitude, although the phase I titers are quite often higher than the phase II titers. | Only orderable as a reflex. For more information see QFEVR / Q Fever Antibody Screen with Titer Reflex, Serum. Q fever phase I antibody, IgG <1:16 Q fever phase II antibody, IgG <1:16 Q fever phase I antibody, IgM <1:16 Q fever phase II antibody, IgM <1:16 Reference values apply to all ages. | A negative result argues againstCoxiella burnetiiinfection. If early acute Q fever infection is suspected, collect a second specimen 2 to 3 weeks later and retest. A negative result following a reactiveC burnetiienzyme immunoassay screen suggests a falsely reactive screen. In cases of suspected acuteC burnetiiinfection, repeat testing in 2 to 3 weeks is recommended. Phase I antibody titers greater than or equal to phase II antibody titers are consistent with chronic infection or convalescent phase Q fever. Phase II antibody titers greater than or equal to phase I antibody titers are consistent with acute/active infection. In Q fever sera, it is common to see IgG titers of 1:128 or greater to both phase I and phase II antibody titers. IgG class antibody titers appear very early in the disease, reaching maximum phase II titers by week 8 and persisting at elevated titers for longer than a year. Phase I titers follow the same pattern, although at much lower levels, and may not be initially detected until convalescence. In Q fever sera, it is common to see IgM titers of 1:64 or greater. IgM class antibody titers appear very early in the disease, reaching maximum phase II titers by week 3 and declining to very low levels by week 14. Phase I titers follow the same pattern, although at much lower levels, and may not be initially detected until convalescence. | Serologic responses are time dependent. Specimens collected too early in the disease may not have detectable antibody levels. A second specimen collected 2 to 3 weeks may be necessary to detect antibody. Low level positive titers (ie, <1:256) may remain for prolonged periods of time following resolution of disease. | 1. Hartzell JD, Marrie TJ, Raoult D.Coxiella burnetii(Q fever). In: Bennett JE, Dolin R, Blaser MJ, eds. Mandell, Douglas, and Bennett's Principles and Practice of Infectious Diseases. 9th ed. Elsevier; 2020:2360-2367 2. Anderson A, Bijlmer H, Fournier PE, et al. Diagnosis and management of Q fever--United States, 2013: recommendations from CDC and the Q Fever Working Group [published correction appears in MMWR Recomm Rep. 2013 Sep 6;62(35):730]. MMWR Recomm Rep. 2013;62(RR-03):1-30 | An indirect immunofluorescence test is used for the measurement of IgM and IgG antibodies toCoxiella burnetii.Specific antibodies present in the serum of the patient react with rickettsial cells that have been previously fixed on a glass microscope slide. Fluorescein-labeled antihuman IgG or IgM conjugate is used to stain specific antibody bound to the substrate cells. The slides are examined with a fluorescence microscope for characteristic, apple-green fluorescence of the infected cell.(Edligner B. Immunofluorescence serology. A tool for prognosis of Q fever. Diagn Microbiol Infect Dis. 1985;3[4]:343-351; package inserts: Q fever IFA IgG. Focus Diagnostics, Inc; 12/2022; Q fever IFA IgM. Focus Diagnostics, Inc; 12/2022) | Same day/1 to 3 days | 14 days | This test has been cleared, approved, or is exempt by the US Food and Drug Administration and is used per manufacturer's instructions. Performance characteristics were verified by Mayo Clinic in a manner consistent with CLIA requirements. | 86638 x 4 | Q Fever IgM/IgG, Titer, S | 77175-8 | 24010 | Interpretation | 69048-7
QUAD1 | Quad Screen (Second Trimester) Maternal, Serum | Prenatal screening for open neural tube defect (alpha-fetoprotein only), trisomy 21 (alpha-fetoprotein, human chorionic gonadotropin, estriol, and inhibin A) and trisomy 18 (alpha-fetoprotein, human chorionic gonadotropin, and estriol) | Immunoenzymatic Assay | Yes | QUAD SCRN (2nd Tri) Maternal, S | Serum | Container/Tube: Preferred:Serum gel Acceptable:Red top Submission Container/Tube: Plastic vial Specimen Volume:1 mL Collection Instructions: 1. Do not collect specimen after amniocentesis as this could affect results. 2.Centrifuge and aliquot serum into plastic vial within 2 hours of collection Additional Information: 1. For an assessment that includesneural tube defectresults, gestational age must be between 15 weeks, 0 days and 22 weeks, 6 days. 2. Assessments for trisomy 21 (Down syndrome) and trisomy 18 (Edwards syndrome) only are available between 14 weeks, 0 days and 22 weeks, 6 days. 3. Initial or repeat testing is determined in the laboratory at the time of report and will be reported accordingly. To be considered a repeat test for the patient, the testing must be within the same pregnancy and trimester, with interpretable results for the same tests, and both tests are performed at Mayo Clinic. 4.Maternal Serum Screeningpatient education brochure (T522) is available upon request. | 0.75 mL | Maternal serum screening is used to identify pregnancies that may have an increased risk for certain birth defects, including neural tube defects (NTD), trisomy 21 (Down syndrome), and trisomy 18 (Edwards syndrome). The screen is performed by measuring analytes in maternal serum that are produced by the fetus and the placenta. The analyte values along with maternal demographic information such as age, weight, gestational age, diabetic status, and race are combined in a mathematical model to derive a risk estimate. A specific cutoff for each condition is used to classify the risk estimate as either screen-positive or screen-negative. A screen-positive result indicates that the value obtained exceeds the established cutoff. A positive screen does not provide a diagnosis but rather indicates that further evaluation should be considered. Analytes: Alpha-Fetoprotein: Alpha-fetoprotein (AFP) is a fetal protein that is initially produced in the fetal yolk sac and liver. A small amount is produced by the gastrointestinal tract. By the end of the first trimester, nearly all of the AFP is produced by the fetal liver. The concentration of AFP peaks in fetal serum between 10 to 13 weeks. Fetal AFP diffuses across the placental barrier into the maternal circulation. A small amount also is transported from the amniotic cavity. The AFP concentration in maternal serum rises throughout pregnancy, from a non-pregnancy level of 0.2 ng/mL to about 250 ng/mL at 32 weeks gestation. If the fetus has an open NTD, AFP is thought to leak directly into the amniotic fluid causing unexpectedly high concentrations of AFP. Subsequently, the AFP reaches the maternal circulation, thus producing elevated serum levels. Other fetal abnormalities such as omphalocele, gastroschisis, congenital renal disease, esophageal atresia, and other fetal distress situations (eg, threatened abortion and fetal demise) also may result in maternal serum AFP elevations. Increased maternal serum AFP concentrations also may be seen in multiple pregnancies and in unaffected singleton pregnancies in which the gestational age has been underestimated. Lower maternal serum AFP concentrations have been associated with an increased risk for genetic conditions such as trisomy 21 and trisomy 18. Estriol: Estriol (E3), the principal circulatory estrogen hormone in the blood during pregnancy, is synthesized by the intact feto-placental unit. E3r exists in maternal blood as a mixture of the unconjugated form and a number of conjugates. The half-life of unconjugated estriol (uE3) in the maternal blood system is 20 to 30 minutes because the maternal liver quickly conjugates E3 to make it more water soluble for urinary excretion. E3 levels increase during the course of pregnancy. Decreased uE3 has been shown to be a marker for trisomy 21 and trisomy 18. Low levels of E3 also have been associated with pregnancy loss, Smith-Lemli-Opitz, and X-linked ichthyosis (placental sulfatase deficiency). Decreased second trimester uE3 has been shown to be a marker for Down and trisomy-18 syndromes. uE3 is a part of multiple marker prenatal biochemical screening, together with alpha-fetoprotein, human chorionic gonadotropin, and inhibin-A measurements. Low levels of uE3 also have been associated with pregnancy loss, Smith-Lemli-Opitz syndrome (defect in cholesterol biosynthesis), X-linked ichthyosis and contiguous gene syndrome (placental sulfatase deficiency disorders), aromatase deficiency, and primary or secondary fetal adrenal insufficiency. Human Chorionic Gonadotropin: Human chorionic gonadotropin(hCG) is a glycoprotein consisting of 2 noncovalently bound subunits. The alpha subunit is identical to that of luteinizing hormone (LH), follicle-stimulating hormone (FSH), and thyrotropin (TSH, formerly thyroid-stimulating hormone), while the beta subunit has significant homology to the beta subunit of LH and limited similarity to the FSH and TSH beta subunits. The beta subunit determines the unique physiological, biochemical, and immunological properties of hCG. hCG is synthesized by placentalcells, starting very early in pregnancy, and serves to maintain thecorpus luteum, and hence, progesterone production, during thefirst trimester. Thereafter, the concentration of hCG begins to fallas the placenta begins to produce steroid hormones and the roleof the corpus luteum in maintaining pregnancy diminishes. Increased total hCG levels are associated with trisomy 21, while decreased levels may be seen in trisomy 18. Elevations of hCG also can be seen in multiple pregnancies, unaffected singleton pregnancies in which the gestational age has been overestimated, triploidy, fetal loss, and hydrops fetalis. Inhibin A: Inhibins are a family of heterodimeric glycoproteins, primarily secreted by ovarian granulosa cells and testicular Sertoli cells, which consist of disulfide-linked alpha and beta subunits. While the alpha subunits are identical in all inhibins, the beta subunits exist in 2 major forms, termed A and B, each of which can occur in different isoforms. Depending on whether an inhibin heterodimer contains a beta A or a beta B chain, they are designated as inhibin A or inhibin B, respectively. Together with the related activins, which arehomodimers or heterodimers of beta A and B chains, the inhibins are involved in gonadal-pituitary feedback and in paracrine regulation of germ cell growth and maturation. During pregnancy, inhibins and activins are produced by the feto-placental unit in increasing quantities, mirroring fetal growth. Their physiological role during pregnancy is uncertain. They are secreted into the coelomic and amniotic fluid, but only inhibin A is found in appreciable quantities in the maternal circulation during the first and second trimesters. Maternal inhibin A levels are correlated with maternal hCG levels and are abnormal in the same conditions that are associated with abnormal hCG levels (eg, inhibin A levels are typically higher intrisomy 21 pregnancies). However, despite their similar behavior, measuring maternal serum inhibin A concentrations in addition to maternal serum hCG concentrations further improves the sensitivity and specificity of maternal multiple marker screening for trisomy 21. | NEURAL TUBE DEFECTS: An alpha-fetoprotein (AFP) multiple of the median (MoM) <2.5 is reported as screen negative. AFP MoM > or =2.5 (singleton and twin pregnancies) are reported as screen positive. DOWN SYNDROME: Calculated screen risks <1/270 are reported as screen negative, risks > or =1/270 are reported as screen positive. TRISOMY 18: Calculated screen risks <1/100 are reported as screen negative, risks > or =1/100 are reported as screen positive. An interpretive report will be provided. | Neural Tube Defects A screen-negative result indicates that the calculatedalpha-fetoprotein (AFP) multiple of the median (MoM) falls below the established cutoffof 2.50 MoM. A negative screen does not guarantee the absence of neural tube defects (NTD). A screen-positive result indicates that thecalculated AFP MoM is 2.50 or greater and may indicate an increased risk for open NTD. The actual risk depends on the level of AFP and the individual's pretest risk of having a child with NTD based on family history, geographical location, maternal conditions such as diabetes and epilepsy, and use of folate prior to conception. A screen-positive result does not infer a definitive diagnosis of NTD but indicates that further evaluation should be considered. Approximately 80% of pregnancies affected with NTD have elevated AFP, MoM values greater than 2.5. Trisomy 21 (Down syndrome) and Trisomy 18 (Edwards syndrome): A screen-negative result indicates that thecalculated screen risk is below the established cutoff of 1/270 fortrisomy 21 and 1/100 for trisomy 18. A negative screendoes not guarantee the absence of trisomy 21 or trisomy 18. When a trisomy 21 second-trimester risk cutoff of 1/270 is used for follow-up, the combination of maternal age, AFP, estriol,human chorionic gonadotropin, and inhibin A has an overall detection rate of approximately 77% to 81% with a false-positive rate of 6% to 7%. Inpractice, both the detection rate and false-positive rate increase with age. The detection rate ranges from 66% (early teens) to 99% (late 40s), with false-positive rates of between 3% and 62%, respectively. The detection rate for trisomy 18 is 60% to 80% using a second trimester cutoff of 1/100. Follow-up Upon receiving maternal serum screening results, all informationused in the risk calculation should be reviewed for accuracy (maternal date of birth, gestational dating, etc). If any information isincorrect, the laboratory should be contacted for a recalculation ofthe estimated risks. Screen-negative results typically do not warrant further evaluation. Ultrasound is recommended to confirm dates for NTD or trisomy 21 screen-positive results. Many pregnancies affected with trisomy 18 are small for gestational age. Recalculations that lower the gestational age may decrease the detection rate for trisomy 18. If ultrasound yields new dates that differ by at least 7 days, a recalculation should be considered. If dates are confirmed, high-resolution ultrasound and amniocentesis (including amniotic fluid AFP and acetylcholinesterase measurements for NTD) are typically offered. | Variables Affecting Marker Levels: Race, weight, smoking, multiple fetus pregnancy, insulin-dependent diabetes (IDD), and in vitro fertilization (IVF) may affect marker concentrations. Black mothers tend to have higher alpha-fetoprotein (AFP) levels but lower risk of neural tube defects and are assigned to a separate AFP median set. All multiples of the median (MoM) are adjusted for maternal weight (to account for dilution effects in heavier mothers). The AFP, unconjugated estriol (uE3), and inhibin MoM are adjusted upward in IDD to account for lower values in diabetic pregnancies. Human chorionic gonadotropin (hCG) levels are higher and uE3levels are lower in pregnancies conceived by IVF, MoM are adjusted accordingly to account for the alterations.Smoking results in higher second trimester maternal serum AFP and inhibin A levels and lower uE3 and hCG levels.MoM are adjusted accordingly to account for analyte differences in smokers. The estimated risk calculations and screen results are dependent on accurate information for gestation, maternal age, race, IDD, and weight. Inaccurate information can lead to significant alterations in the estimated risk. In particular, erroneous assessment of gestational age can result in false-positive or false-negative screen results. Because of its increased accuracy, the determination of gestational age by ultrasound is recommended, when possible, rather than by last menstrual period. A screen-negative result does not guarantee the absence of fetal defects. A screen-positive result does not provide a diagnosis but indicates that further diagnostic testing should be considered (an unaffected fetus may have screen-positive result for unknown reasons). Valid measurements of AFP in maternal serum cannot be made after amniocentesis. Triplet and higher multiple pregnancies cannot be interpreted. Each center offering maternal serum screening to patients should establish a standard screening protocol that provides pre- and post-screening education and appropriate follow-up for screen-positive results. In a small percentage of samples, there is potential for alkaline phosphatase associated positive interference in the Beckman Access uE3 assay. This potential interference does not appear to be related to the amount of alkaline phosphatase in the patient sample. A falsely elevated uE3 test result can lead to inaccurately underestimating the relative risk of chromosomal abnormalities,such as trisomy 21 and 18. In rare cases, some individuals can develop antibodies to mouse or other animal antibodies (often referred to as human anti-mouse antibodies [HAMA] or heterophile antibodies), which may cause interference in some immunoassays. Caution should be used in interpretation of results and the laboratory should be alerted if the result does not correlate with the clinical presentation. | 1. Wald NJ, Cuckle HS, Densem JW, Stone RB. Maternal serum unconjugated oestriol and human chorionic gonadotrophin levels in pregnancies with insulin-dependent diabetes: implications for screening for Down's syndrome. Br J Obstet Gynaecol. 1992;99(1):51-53 2. American College of Obstetricians and Gynecologists.Practice Bulletin No. 163: Screening for Fetal Aneuploidy. Obstet Gynecol.2016;127(5):e123-137 3. Malone FD, Canick JA, Ball RH, et al. First-trimester or second-trimester screening, or both, for Down's syndrome. N Engl J Med. 2005;353(19):2001-2011 4. Wald NJ, Rodeck C, Hackshaw AK, et al. SURUSS in perspective. Semin Perinatol. 2005;29:225-235 5. Rudnicka AR, Wald NJ, Huttly W, Hackshaw AK. Influence of maternal smoking on the birth prevalence of Down syndrome and on second trimester screening performance.Prenat Diagn. 2002;22(10):893-897 6.Zhang J, Lambert-Messerlian G, Palomaki GE, Canick JA. Impact of smoking on maternal serum markers and prenatal screening in the first and second trimesters. Prenat Diagn. 2011;31(6):583-588 7. Yarbrough ML, Stout M, Gronowski AM. Pregnancy and its disorders. In: Rifai N, Horvath AR, Wittwer CT, eds. Tietz Textbook of Clinical Chemistry and Molecular Diagnostics. 6th ed. Elsevier; 2018:1655-1696 | This 4-marker screen includes alpha-fetoprotein (AFP), estriol (uE3), human chorionic gonadotropin (total beta-hCG: ThCG), and inhibin A. Analyte values are compared to median values at a given gestational age and multiple of the median (MoM) results obtained. The MoM results are used in a multivariate algorithm that includes the mother's age to derive risk factors for trisomy 21 (Down syndrome) and trisomy 18 (Edwards syndrome). The screen for neural tube defects (NTD) uses the AFP MoM only. An interpretive report will be provided. The Beckman Access AFP, ThCG, uE3, and inhibin A assays are automated immunoenzymatic assays with paramagnetic separation and chemiluminescent detection.(Package insert: Beckman Coulter Access AFP, Total bhCG, Unconjugated Estriol, and Inhibin A. Beckman Coulter; 2019) | 4 to 6 days | 14 days | This test was developed and its performance characteristics determined by Mayo Clinic in a manner consistent with CLIA requirements. It has not been cleared or approved by the US Food and Drug Administration. | 81511 | QUAD SCRN (2nd Tri) Maternal, S | 48800-7 | 601921 | AFP MoM (14,0-14,6) | 23811-3
QFT4 | QuantiFERON-TB Gold Plus, Blood | Indirect test forMycobacterium tuberculosisinfection, to be used in conjunction with risk assessment, radiography, and other medical and diagnostic evaluations This testisnot recommendedfor use for diagnosis of active tuberculosis infection. | Chemiluminescence Immunoassay (CLIA)/Enzyme-Linked Immunosorbent Assay (ELISA) as appropriate | Yes | QuantiFERON-Tb Gold Plus, B | Whole blood | Supplies: -QuantiFERON-TB Gold Plus Collection Kit (T794) -QuantiFERON-TB Gold Plus HIGH ALTITUDE Collection Kit (T795) Collection Instructions: 1. Special collection, incubation, and centrifugation procedures must be followed. 2. For blood collection options (1-tube collection or 4-tube collection) and specimen transport instructions, seeMycobacterium tuberculosisInfection Determination by Quanti-FERON-TB Gold Plus Collection and Processing Instructions(T688). | 4 mL: 1 mL per tube (4 tubes) | Latent tuberculosis infection (LTBI) is a non-communicable, asymptomatic condition that persists for many years in individuals and may progress to active tuberculosis disease, particularly in patients who are immunosuppressed. The primary goal for diagnosis of LTBI is to initiate medical treatment in order to prevent progression to active disease. Historically, detection of LTBI has been done using the tuberculin skin test (TST). The TST has certain limitations, however, including subjective interpretation, limited sensitivity in immunosuppressed patients, and the possibility of false-positive results in individuals who have received the BCG vaccine or are infected with other mycobacteria. The QuantiFERON-TB Gold Plus (QFT-Plus) test is an interferon (IFN)-gamma release assay (IGRA) that assesses the cell-mediated immune response to 2Mycobacterium tuberculosiscomplex antigens, ESAT-6 and CFP-10, by measuring IFN-gamma levels in plasma. These 2 proteins are absent from all BCG strains and from most nontuberculosis mycobacteria with the exception ofMycobacterium kansasii, Mycobacterium szulgai,andMycobacterium marinum.Individuals infected withM tuberculosiscomplexagents, includingM tuberculosis, Mycobacterium bovis, Mycobacterium africanum, Mycobacterium microti,Mycobacterium caprae, andMycobacterium canetti,usually have lymphocytes in their blood that recognize these specific antigens, and this recognition leads to the generation and secretion of IFN-gamma. This cytokine is subsequently detected and quantified using an IFN-gamma enzyme-linked immunosorbent assay. In anM tuberculosisinfection, CD4+ T cells play a critical role in immunological control through secretion of IFN-gamma. The prior version of the QFT-Plus assay, the QuantiFERON-TB Gold In-Tube (QFT-Gold) assay, only detected IFN-gamma secreted from CD4+ T cells. Evidence now supports a role for CD8+ T cells in host defense againstM tuberculosisinfection by likewise producing IFN-gamma, but also by stimulating macrophages to suppress the growth ofM tuberculosis,to kill infected cells, and to directly lyse intracellularM tuberculosisbacteria. IFN-gamma-producingM tuberculosisspecific CD8+ T cells have been detected in subjects with LTBI and in patients with active TB. ESAT-6 and CFP-10 specific CD8+ T cells have also been frequently described in patients with active tuberculosis (TB) versus patients with LTBI and have been detected in HIV-positive patients and children with TB disease. The QFT-Plus assay has 2 distinct TB antigen tubes: TB Antigen Tube 1 (TB1) and TB Antigen Tube 2 (TB2). Both tubes contain peptide antigens from ESAT-6 and CFP-10 for stimulation of a CD4+ T-cell IFN-gamma response. However, the TB2 tube also contains an additional set of ESAT-6 and CFP-10 peptides specifically designed to stimulate a CD8+ T-cell response. For the most up-to-date information regarding use of IGRAs, refer to the most recent guidelines on the Diagnosis of Tuberculosis in Adults and Children from the American Thoracic Society, the Infectious Diseases Society of America, the Centers for Disease Control and Prevention.(1) | Negative | A single positive result by this test should not be used solely to diagnose latent tuberculosis (TB). Results should be used in conjunction with risk assessment, radiography, and other medical and diagnostic evaluations. Positive: Interferon-gamma (IFN-gamma) response toMycobacterium tuberculosisantigens detected, suggesting infection withM tuberculosis. Positive results in patients at low-risk for TB should be interpreted with caution and repeat testing on a new sample should be considered as recommended by the 2017 American Thoracic Society, the Infectious Diseases Society of America, the Centers for Disease Control and Prevention (ATS/IDSA/CDC) Clinical Practice Guidelines for Diagnosis of Tuberculosis in Adults and Children.(1) False-positive results may occur in patients with prior infection withMycobacterium marinum,Mycobacterium szulgai, orMycobacterium kansasii. Negative: No IFN-gamma response toM tuberculosisantigens was detected. Latent infection withM tuberculosisis unlikely. A single negative result does not exclude infection withM tuberculosis. In patients at high risk forM tuberculosisinfection, a second test should be considered in accordance with the 2017 ATS/IDSA/CDC Clinical Practice Guidelines for Diagnosis of Tuberculosis in Adults and Children.(1) Indeterminate due to Low Mitogen Value: Indeterminate results due to a low IFN-gamma level in the mitogen (positive control) tube. This may occur due to a low lymphocyte count, reduced lymphocyte activity, or inability of the patient's lymphocytes to generate IFN-gamma. Indeterminate due to High Nil value: Indeterminate results due to a high level of IFN-gamma in the Nil (negative control) tube. This may occur due to heterophile antibody effects or nonspecific, circulating IFN-gamma in the patient's blood sample. Repeat testing on a new specimen is suggested. | A negative QuantiFERON-TB Gold Plus (QFT-Plus) result does not preclude the possibility ofMycobacterium tuberculosisinfection or tuberculosis disease. False-negative results can be due to the stage of infection (eg, specimen obtained prior to the development of cellular immune response), comorbid conditions that affect immune functions, incorrect handling of the blood collection tubes following venipuncture, or other individual immunological factors. Additionally, heterophile antibodies or nonspecific interferon-gamma (IFN-gamma) production from other inflammatory conditions may mask specific responses to ESAT-6 or CFP-10 peptides. A delay in incubation may cause false-negative or indeterminate results, and other technical parameters may affect the ability to detect a significant IFN-gamma response. A positive QFT-Plus result should not be the sole or definitive basis for determining infection withM tuberculosis. Positive results should be followed by further medical evaluation for active tuberculosis disease (eg, acid-fast bacilli smear and culture, chest X-ray). While ESAT-6 and CFP-10 are absent from all bacille Calmett-Guerin (BCG) strains and from most known nontuberculous mycobacteria, it is possible that a positive QFT-Plus result may be due to infection withMycobacterium kansasii, Mycobacterium szulgai,orMycobacterium marinum. If such infections are suspected, alternative tests should be performed. The effect of lymphocyte count on reliability is unknown. Lymphocyte counts may vary over time for any individual person and from person to person. The minimum number required for a reliable result has not been established and may also be variable. The predictive value of a negative QFT-Plus result in immunosuppressed patients has not been determined. For healthcare personnel or patients who require baseline tuberculosis (TB) testing (at onboarding or entry into facilities) at the same time they are set to receive a COVID-19 messenger RNA (mRNA) vaccine, the Centers for Disease Control and Prevention recommends the following: -Perform TB symptom screening on all healthcare personnel or patients. -If using interferon-gamma release assays (IGRA), collect blood prior to COVID-19 mRNA vaccination. -If using tuberculin skin test (TST), place prior to COVID-19 mRNA vaccination. -If COVID-19 mRNA vaccination has already occurred, defer TST or IGRA until 4 weeks after completion of 2-dose COVID-19 mRNA vaccination. | 1. Lewinsohn DM, Leonard MK, LoBue PA, et al. Official American Thoracic Society/Infectious Diseases Society of America/Centers for Disease Control and Prevention Clinical Practice Guidelines: Diagnosis of tuberculosis in adults and children. Clin Infect Dis. 2017;64(2):111-115 2. Moon HW, Gaur RL, Tien SSH, Spangler M, Pai M, Banaei N. Evaluation of QuantiFERON-TB Gold Plus in health care workers in a low-incidence setting. J Clin Micobiol. 2017;55(6):1650-1657 3. Telisinghe L, Amofa-Sekyi M, Maluzi K, et al. The sensitivity of the QuantiFERON-TB Gold Plus assay in Zambian adults with active tuberculosis. Int J Tuberc Lung Dis. 2017;21(6):690-696 4. Theel ES, Hilgart H, Breen-Lyles M, et al. Comparison of the QuantiFERON-TB Gold Plus and QuantiFERON-TB Gold In-Tube Interferon Gamma Release Assays in patients at risk for tuberculosis and in health care workers. J Clin Microbiol. 2018;56(7):e00614-e00618. doi:10.1128/JCM.00614-18 | Primary method: The LIAISON QuantiFERON-TB Gold Plus detects the analyte interferon-gamma (IFN-gamma) by direct, sandwich chemiluminescence immunoassay. Anti IFN- gamma monoclonal (mouse) antibodies are used for coating magnetic particles (solid phase) and anti IFN-gamma monoclonal (mouse) antibodies are linked to an isoluminol derivative forming an isoluminol-antibody conjugate. Binding between the monoclonal antibodies and isoluminol in the conjugate is mediated by a biotin-streptavidin immunocomplex. During the first incubation, analyte IFN-gamma present in calibrators, samples, or controls will bind to the solid phase and conjugated monoclonal antibodies and form a sandwich. Any unbound material in the test sample is removed with a wash cycle. During the second incubation, assay buffer W is added to reduce nonspecific binding, followed by a second wash cycle. Next, the starter reagents are added and a flash chemiluminescence reaction is induced. The light signal, and hence the amount of isoluminol-antibody conjugate, is measured by a photomultiplier as relative light units (RLU) and is indicative of the amount of analyte IFN-gamma present in calibrators, samples, or controls.(Package insert: LIAISON QuantiFERON-TB Gold Plus. DiaSorin; EN-200/077-002, 01/2022) As needed: The QuantiFERON-TB Gold Plus test uses specialized blood collection tubes, which are used to collect whole blood via venipuncture. Two of the 4 collection tubes contain antigens representing certainMycobacterium tuberculosisproteins and 2 of the tubes are controls (Nil and mitogen). TB Antigen Tube 1 (TB1) and TB Antigen Tube 2 (TB2) both contain peptide antigens from theMycobacterium tuberculosis(MTB)-complex-associated antigens ESAT-6 and CFP-10 and are designed to elicit a cell-mediated immunity (CMI) response from CD4+ T-helper lymphocytes. The TB2 tube contains an additional set of peptides targeted to the induction of a CMI response from CD8+ cytotoxic T lymphocytes. The tubes are immediately shaken after collection to mix antigen with the blood and then incubated at 37 degrees C + or - 1 degree C within 16 hours from collection. The tubes are incubated for 16 to 24 hours, and then plasma is tested for the presence of IFN-gamma produced in response to the peptide antigens. The amount of IFN-gamma is measured by enzyme-linked immunosorbent assay in IU/mL. A test is considered positive for an IFN-gamma response to the TB antigen cocktail when results are significantly above the negative control value. The Nil tube adjusts for background, heterophile antibody effects, or nonspecific IFN-gamma in blood samples. The IFN-gamma level of the Nil tube is subtracted from the IFN-gamma level for the TB1 and TB2 antigen tubes and Mitogen tube. The mitogen-stimulated plasma sample serves as an IFN-gamma positive control for each specimen tested. A low response to mitogen (<0.5 IU/mL) indicates an indeterminate result when a blood sample also has a negative response to the TB Antigens. This pattern may occur with insufficient lymphocytes, reduced activity due to prolonged specimen transport, or improper specimen handling, including filling/mixing of blood tubes or inability of the patient's lymphocytes to generate IFN-gamma. Elevated levels of IFN-gamma in the Nil tube may occur with the presence of heterophile antibodies or due to intrinsic IFN-gamma secretion.(Package insert: QuantiFERON-TB Gold Plus (QFT-Plus). Qiagen; 06/2022) | 2 to 5 days | Until testing is complete | This test has been cleared, approved, or is exempt by the US Food and Drug Administration and is used per manufacturer's instructions. Performance characteristics were verified by Mayo Clinic in a manner consistent with CLIA requirements. | 86480 | QuantiFERON-Tb Gold Plus, B | 71775-1 | DEXQH | Nil Result | 71776-9
TBBS | Quantitative Lymphocyte Subsets: T, B, and Natural Killer (NK) Cells, Blood | Serial monitoring of CD4 T-cell count in patients who are HIV-positive Follow-up and diagnostic evaluation of primary immunodeficiencies, including severe combined immunodeficiency Immune monitoring following immunosuppressive therapy for transplantation, autoimmunity, and other immunological conditions where such treatment is utilized Assessment of immune reconstitution post-hematopoietic cell transplantation Early screening of gross quantitative anomalies in lymphocyte subsets in infection or malignancies Absolute quantitation of circulating B cells for diagnosis of patients with chronic lymphocytic leukemia as indicated in the 2008 International Workshop on Chronic Lymphocytic Leukemia guidelines | Flow Cytometry | Yes | QN Lymphocyte Subsets: T, B, and NK | For information seeNewborn Screen Follow-up for Severe Combined Immunodeficiency Syndrome (SCID). | Container/Tube:Lavender top (EDTA) Specimen Volume:3 mL Collection Instructions:Send whole blood specimen in original tube.Do not aliquot. Additional Information:For serial monitoring, it is recommended that specimen collection be performed at the same time of day. | 1 mL | Lymphocytes in peripheral blood (circulation) are heterogeneous and can be broadly classified into T cells, B cells, and natural killer (NK) cells. There are various subsets of each of these individual populations with specific cell-surface markers and function. This assay provides absolute (cells/mcL) and relative (%) quantitation for the main categories of T cells, B cells, and NK cells, in addition to a total lymphocyte count (CD45+). Each of these lymphocyte subpopulations have distinct effector and regulatory functions and are maintained in homeostasis under normal physiological conditions. Each of these lymphocyte subsets can be identified by a combination of one or more cell surface markers. The CD3 antigen is a pan-T-cell marker, and T cells can be further divided into 2 broad categories based on the expression of CD4 or CD8 coreceptors. B cells can be identified by expression of CD19 while NK cells are typically identified by the coexpression of CD16 and CD56. The absolute counts of lymphocyte subsets are known to be influenced by a variety of biological factors, including hormones, the environment, and temperature. The studies on diurnal (circadian) variation in lymphocyte counts have demonstrated progressive increase in CD4 T-cell count throughout the day, while CD8 T cells and CD19+ B cells increase between 8:30 a.m. and noon with no change between noon and afternoon. NK-cell counts, on the other hand, are constant throughout the day.(1) Circadian variations in circulating T-cell counts have been shown to be negatively correlated with plasma cortisol concentration.(2-4) In fact, cortisol and catecholamine concentrations control distribution and, therefore, numbers of naive versus effector CD4 and CD8 T cells.(2) It is generally accepted that lower CD4 T-cell counts are seen in the morning compared to the evening(5) and during summer compared to winter.(6) These data therefore indicate that timing and consistency in timing of blood collection is critical when serially monitoring patients for lymphocyte subsets. Abnormalities in the number and percent of T (CD3, CD4, CD8), B (CD19), and NK (CD16+CD56) lymphocytes have been described in a number of different disease conditions. In patients who are infected with HIV, the CD4 count is measured for AIDS diagnosis and for initiation of antiviral therapy. The progressive loss of CD4 T lymphocytes in patients infected with HIV is associated with increased infections and complications. The US Public Health Service has recommended that all patients who are HIV-positive be tested every 3 to 6 months for the level of CD4 T lymphocytes. Lymphocyte subset quantitation is also very useful in the evaluation of patients with primary immunodeficiencies of all ages, including follow-up for newborn screening for severe combined immunodeficiency and immune monitoring following immunosuppressive therapy for transplantation, autoimmunity, or any other relevant clinical condition where immunomodulatory treatment is used. It is also helpful as a preliminary screening assay for gross quantitative anomalies in any lymphocyte subset, whether related to malignancies or infection. The 2008 guidelines for diagnosis and treatment of Chronic Lymphocytic Leukemia (CLL) from the International Workshop on Chronic Lymphocytic Leukemia(7) recommends changing the diagnostic criteria for CLL from an absolute lymphocyte count greater than 5 x 10(9)/L to a circulating B-cell count greater than 5 x 10(9)/L(8,9) previously defined in the 1996 National Cancer Institute (NCI) guidelines for CLL. This flow cytometric assay enables accurate quantitation of circulating B cells using a single platform technology with absolute quantitation through the use of flow cytometry beads. | The appropriate age-related reference values will be provided on the report. | HIV treatment guidelines from the US Department of Health and Human Services and the International Antiviral Society-USA Panel recommend antiviral treatment in all patients with HIV infection, regardless of CD4 T-cell count.(10,11) Additionally, antibiotic prophylaxis forPneumocystis jiroveciinfection is recommended for patients with CD4 count less than 200 cells/mcL.For other opportunistic infections, see the recommendations from the Centers for Disease Control and Prevention, the National Institutes of Health, and the HIV Medicine Association of the Infectious Diseases Society of America.(12) | Lymphocyte subset counts should be appropriately interpreted in context of the clinical presentation and other immunological parameters and relevant laboratory test results. For serial monitoring of lymphocyte subsets, it is recommended that the patient be evaluated at the same time of the day to account for diurnal variation. For follow-up of infants identified by newborn screening for severe combined immunodeficiency (SCID) and severe T-cell lymphopenia, SCID should be considered as a potential diagnosis in infants with fewer than 300 autologous CD3 T cells/mcL. Infants with 300 to 1500 autologous CD3 T cells/mcL may have leaky SCID, Omenn syndrome, or variant SCID, depending on other clinical and molecular features. In infants identified by newborn screening for SCID, T-cell lymphopenia is definedas having up to 1500autologous CD3 T cells/mcL. This assayshould not be usedfor diagnosing lymphocytic malignancies or evaluation of lymphocytosis of unknown etiology, though the latter may be identified through this assay in a screening assessment. In such cases, LCMS / Leukemia/Lymphoma Immunophenotyping, Flow Cytometry, Varies will be recommended, which includes a hematopathology review. However, this assay can be used for absolute quantitation of B cells in patients with chronic lymphocytic leukemia. | 1. Carmichael KF, Abayomi A. Analysis of diurnal variation of lymphocyte subsets in healthy subjects and its implication in HIV monitoring and treatment. 15th Intl Conference on AIDS, 2004, Abstract B11052 2. Dimitrov S, Benedict C, Heutling D, Westermann J, Born J, Lange T. Cortisol and epinephrine control opposing circadian rhythms in T-cell subsets. Blood. 2009;113(21):5134-5143 3. Dimitrov S, Lange T, Nohroudi K, Born J. Number and function of circulating antigen presenting cells regulated by sleep. Sleep. 2007;30(4):401-411 4. Kronfol Z, Nair M, Zhang Q, Hill EE, Brown MB. Circadian immune measures in healthy volunteers: relationship to hypothalamic-pituitary-adrenal axis hormones and sympathetic neurotransmitters. Psychosom Med. 1997;59(1):42-50 5. Malone JL, Simms TE, Gray GC, Wagner KF, Burge JR, Burke DS. Sources of variability in repeated T-helper lymphocyte counts from HIV 1-infected patients: total lymphocyte count fluctuations and diurnal cycle are important. J AIDS. 1990;3(2):144-151 6. Paglieroni TG, Holland PV. Circannual variation in lymphocyte subsets, revisited. Transfusion. 1994;34(6):512-516 7. Hallek M, Cheson BD, Catovsky D, et al. Guidelines for the diagnosis and treatment of chronic lymphocytic leukemia: a report from the International Workshop on chronic lymphocytic leukemia updating the National Cancer Institute Working Group 1996 guidelines. Blood. 2008;111(12):5446-5456 8. Hanson CA, Kurtin PJ, Dogan A. The proposed diagnostic criteria change for chronic lymphocytic leukemia: unintended consequences? Blood. 2009;113(25):6495-6496 9. Hillmen P, Cheson BD, Catovsky D, et al: Response: Letters regarding Blood. 2008;111:5446-5456 by Hanson et al and Mulligan et al. Blood. 2009 Jun;113(25):6497-6498. doi:10.1182/blood-2009-04-165324 10. Panel on Antiretroviral Guidelines for Adults and Adolescents: Guidelines for the use of antiretroviral agents in adults and adolescents living with HIV. Department of Health and Human Services; Updated February 27, 2024. Accessed August 19, 2024. Available at https://clinicalinfo.hiv.gov/sites/default/files/guidelines/documents/adult-adolescent-arv/guidelines-adult-adolescent-arv.pdf 11. Thompson MA, Horberg MA, Agwu AL, et al. Primary care guidance for persons with human immunodeficiency virus: 2020 update by the HIV Medicine Association of the Infectious Diseases Society of America. Clin Infect Dis. 2021;73(11):e3572-e3605. Erratum in: Clin Infect Dis. 2021 Dec 08 12. Panel on Opportunistic Infections in Adults and Adolescents with HIV. Guidelines for the prevention and treatment of opportunistic infections in adults and adolescents with HIV: recommendations fromthe Centers for Disease Control and Prevention, the National Institutes of Health, and the HIV Medicine Association of the Infectious Diseases Society of America.Department of Health and Human Services; Updated February 17, 2022. Accessed August 19, 2024. Available at https://clinicalinfo.hiv.gov/en/guidelines | The T-, B-, and natural killer (NK)-cell surface marker assay uses monoclonal antibodies to identify the various membrane antigens, and flow cytometry to enumerate the number of cells expressing these differentiation antigens.CD14 is used to exclude monocytes, thereby improving accuracy and enhancing the purity of the lymphocyte population.The results are reported as the percent of lymphocytes that are total T cells (CD3+), CD3+CD4+ T cells, CD3+CD8+ T cells, natural killer (CD16+56+, CD3-), and B-lymphocytes (CD19+), and the absolute number of each cell type per mL of blood. The assay is a 7-color no-wash procedure, and the absolute counts are calculated from internal bead standards. In addition, the total lymphocyte count and CD4:CD8 ratio are reported.(Hoffman RA, Kung PC, Hansen WP, Goedstien G. Simple and rapid measurement of human T lymphocytes and their subclasses in peripheral blood. Proc Natl Acad Sci USA. 1980:77(8):4914-4917; Mandy FF, Nicholson JK, McDougal JS; CDC. Guidelines for performing single-platform absolute CD4+ T-cell determinations with CD45 gating for persons infected with human immunodeficiency virus. Centers for Disease Control and Prevention. MMWR Recomm Rep. 2003;52(RR-2):1-13) | Same day/1 to 2 days | 4 days | This test was developed using an analyte specific reagent. Its performance characteristics were determined by Mayo Clinic in a manner consistent with CLIA requirements. This test has not been cleared or approved by the US Food and Drug Administration. | 86355863578635986360 | QN Lymphocyte Subsets: T, B, and NK | 80721-4 | 6657 | Comment | 80722-2
QPALM | Queen Palm, IgE, Serum | Establishing a diagnosis of an allergy to queen palm Defining the allergen responsible for eliciting signs and symptoms Identifying allergens: -Responsible for allergic response and/or anaphylactic episode -To confirm sensitization prior to beginning immunotherapy -To investigate the specificity of allergic reactions to insect venom allergens, drugs, or chemical allergens | Fluorescence Enzyme Immunoassay (FEIA) | Yes | Queen Palm, IgE | Serum | Collection Container/Tube: Preferred:Serum gel Acceptable:Red top Submission Container/Tube:Plastic vial Specimen Volume:0.5 mL for every 5 allergens requested Collection Instructions:Centrifuge and aliquot serum into a plastic vial. | For 1 allergen: 0.3 mL For more than 1 allergen: (0.05 mL x number of allergens) + 0.25 mL deadspace | Clinical manifestations of immediate hypersensitivity (allergic) diseases are caused by the release of proinflammatory mediators (histamine, leukotrienes, and prostaglandins) from IgE-sensitized effector cells (mast cells and basophils) when cell-bound IgE antibodies interact with an allergen. In vitro serum testing for IgE antibodies provides an indication of the immune response to allergens that may be associated with allergic disease. The allergens chosen for testing often depend upon the age of the patient, history of allergen exposure, season of the year, and clinical manifestations. In individuals predisposed to develop allergic disease, the sequence of sensitization and clinical manifestations proceed as follows: eczema and respiratory disease (rhinitis and bronchospasm) in infants and children less than 5 years due to food sensitivity (milk, egg, soy, and wheat proteins) followed by respiratory disease (rhinitis and asthma) in older children and adults due to sensitivity to inhalant allergens (dust mite, mold, and pollen inhalants). | Class,IgE kU/L,Interpretation, 0,<0.10,Negative, 0/1,0.10-0.34,Borderline/equivocal, 1,0.35-0.69,Equivocal, 2,0.70-3.49,Positive, 3,3.50-17.4,Positive, 4,17.5-49.9,Strongly positive, 5,50.0-99.9,Strongly positive, 6,> or =100,Strongly positive, | Detection of IgE antibodies in serum (class 1 or greater) indicates an increased likelihood of allergic disease as opposed to other etiologies and defines the allergens that may be responsible for eliciting signs and symptoms. The level of IgE antibodies in serum varies directly with the concentration of IgE antibodies expressed as a class score or kU/L. | Testing for IgE antibodies is not useful in patients previously treated with immunotherapy to determine if residual clinical sensitivity exists or in patients in whom the medical management does not depend upon identification of allergen specificity. Some individuals with clinically insignificant sensitivity to allergens may have measurable levels of IgE antibodies in serum, and test results must be interpreted in the clinical context. False-positive results for IgE antibodies may occur in patients with markedly elevated serum IgE (>2500 kU/L) due to nonspecific binding to allergen solid phases. | Homburger HA, Hamilton RG: Allergic diseases. In: McPherson RA, Pincus MR, eds. Henry's Clinical Diagnosis and Management by Laboratory Methods. 23rd ed. Elsevier; 2017:1057-1070 | Specific IgE from the patient's serum reacts with the allergen of interest, which is covalently coupled to an ImmunoCAP. After washing away nonspecific IgE, enzyme-labeled anti-IgE antibody is added to form a complex. After incubation, unbound anti-IgE is washed away, and the bound complex incubated with a developing agent. After stopping the reaction, the fluorescence of the eluate is measured. Fluorescence is proportional to the amount of specific IgE present in the patient's sample (ie, the higher the fluorescence value, the more IgE antibody is present).(Package insert: ImmunoCAP System Specific IgE FEIA. Phadia; Rev 06/2020) | Same day/1 to 3 days | 14 days | This test has been cleared, approved, or is exempt by the US Food and Drug Administration and is used per manufacturer's instructions. Performance characteristics were verified by Mayo Clinic in a manner consistent with CLIA requirements. | 86003 | Queen Palm, IgE | 6222-4 | QPALM | Queen Palm, IgE | 6222-4
FQUET | Quetiapine (Seroquel) |  | Liquid Chromatography/Tandem Mass Spectrometry (LC/MS/MS) | Yes | Quetiapine (Seroquel), Serum | Varies | Submit only 1 of the following specimens: Plasma Draw blood in a green-top (sodium heparin) tube(s), plasma gel tube not acceptable. Spin down and send 3 mL sodium heparin plasma refrigerated in a plastic vial. Serum Draw blood in a plain red-top tube(s), serum gel tube is not acceptable. Spin down and send 3 mL of serum refrigerated in a plastic vial. | 0.6 mL |  | Units:ng/mL Therapeutic and toxic ranges have not been established. Expected steady-state Quetiapine plasma levels in patients receiving recommended daily dosages: 100 - 1000 ng/mL. |  |  |  |  | 5 to 9 days |  | This test was developed and its performance characteristics determined by LabCorp. It has not been cleared or approved by the Food and Drug Administration. | 80342 | Quetiapine (Seroquel), Serum | 26776-5 | Z1216 | Quetiapine (Seroquel), Serum | 26776-5
QUIN | Quinidine, Serum | Assessing and adjusting quinidine dosage for optimal therapeutic level Assessing quinidine toxicity | Kinetic Interaction of Microparticles in Solution (KIMS) | Yes | Quinidine, S | Serum Red | Supplies:Sarstedt Aliquot Tube, 5 mL (T914) Collection Container/Tube:Red top (serum gel/SST arenotacceptable) Submission Container/Tube:Plastic vial Specimen Volume:0.5 mL Collection Instructions:Within 2 hours of collection, centrifuge and aliquot serum into a plastic vial. | 0.25 mL | Quinidine is indicated for atrial fibrillation and flutter, and life-threatening ventricular arrhythmia. Optimal serum concentrations are in the range of 2.0 to 5.0 mcg/mL, with toxicity apparent at levels of 6.0 mcg/mL or higher. Symptoms of toxicity (cinchonism) include tinnitus, light-headedness, premature ventricular contractions, and atrioventricular block. Gastrointestinal distress is a frequent side effect that becomes more severe and is associated with nausea and vomiting at higher drug concentrations. The half-life of quinidine is 6 to 8 hours. Physiologic processes that generally reduce hepatic metabolism and renal clearance increase serum quinidine levels, while comedication with cytochrome p450 (CYP)-enzyme inducers enhances clearance and results in lower blood concentrations. | Therapeutic: 2.0-5.0 mcg/mL Critical value: > or =6.0 mcg/mL | Optimal response to quinidine occurs when the serum level is between 2.0 to 5.0 mcg/mL. | No significant cautionary statements | 1.Milone MC, Shaw LM. Therapeutic drugs and their management. In: Rifai N, Chiu RWK, Young I, Burnham C-AD, Wittwer CT, eds. Tietz Textbook of Laboratory Medicine. 7th ed. Elsevier; 2023:420-453.e9. 2. Brunton LL, Hilal-Dandan R, Knollmann BC, eds. Goodman and Gilman's: The Pharmacological Basis of Therapeutics. McGraw-Hill; 2018 | Kinetic interaction of microparticles in solution as measured by changes in light transmission. The assay is a homogeneous immunoassay based on the principle of measuring changes in scattered light or absorbance which result when activated microparticles aggregate. The microparticles are coated with quinidine and rapidly aggregate in the presence of a quinidine antibody solution. When a sample containing quinidine is introduced, the aggregation reaction is partially inhibited, slowing the rate of the aggregation process. Antibody bound to sample drug is no longer available to promote microparticle aggregation, and subsequent particle lattice formation is inhibited. Thus, a classic inhibition curve with respect to quinidine concentration is obtained, with the maximum rate of aggregation at the lowest quinidine concentration. By monitoring the change in scattered light or absorbance, a concentration-dependent curve is obtained.(Package insert: Quinidine reagent. Roche Diagnostics; 08/2015) | Same day/1 to 2 days | 2 weeks | This test has been modified from the manufacturer's instructions. Its performance characteristics were determined by Mayo Clinic in a manner consistent with CLIA requirements. This test has not been cleared or approved by the US Food and Drug Administration. | 80194 | Quinidine, S | 6694-4 | 8302 | Quinidine, S | 6694-4
FQUIN | Quinoa (Chenopodium quinoa) IgE |  | ImmunoCAP (FEIA) | Yes | Quinoa IgE | Serum | Specimen Type:Serum Container/Tube:Red or SST Specimen Volume:0.5 mL Collection Instructions:Draw blood in a plain red-top tube(s), serum gel tube is acceptable. Spin down and send 0.5 mL of serum refrigerated in a plastic vial. | 0.5 mL |  | <0.35 kU/L | Class IgE (kU/L) Comment 0 <0.10 Negative 0/1 0.10 - 0.34 Equivocal/Borderline 1 0.35 - 0.69 Low Positive 2 0.70 - 3.49 Moderate Positive 3 3.50 - 17.49 High Positive 4 17.5 - 49.99 Very High Positive 5 50.00 - 99.99 Very High Positive 6 >99.99 Very High Positive |  |  |  | 3 to 6 days |  | This test was developed and its performance characteristics determined by Eurofins Viracor. It has not been cleared or approved by the U.S. Food and Drug Administration. | 86003 | Quinoa IgE | 25743-6 | Z3883 | CLASS | 102904-0
REPII | Rabbit Epithelium, IgE, Serum | Establishing a diagnosis of an allergy to rabbit epithelium Defining the allergen responsible for eliciting signs and symptoms Identifying allergens: -Responsible for allergic response and/or anaphylactic episode -To confirm sensitization prior to beginning immunotherapy -To investigate the specificity of allergic reactions to insect venom allergens, drugs, or chemical allergens | Fluorescence Enzyme Immunoassay (FEIA) | Yes | Rabbit Epithelium, IgE | Serum | Collection Container/Tube: Preferred:Serum gel Acceptable:Red top Submission Container/Tube:Plastic vial Specimen Volume:0.5 mL for every 5 allergens requested Collection Instructions:Centrifuge and aliquot serum into a plastic vial. | For 1 allergen: 0.3 mL For more than 1 allergen: (0.05 mL x number of allergens) + 0.25 mL deadspace | Clinical manifestations of immediate hypersensitivity (allergic) diseases are caused by the release of proinflammatory mediators (histamine, leukotrienes, and prostaglandins) from IgE-sensitized effector cells (mast cells and basophils) when cell-bound IgE antibodies interact with an allergen. In vitro serum testing for IgE antibodies provides an indication of the immune response to allergens that may be associated with allergic disease. The allergens chosen for testing often depend upon the age of the patient, history of allergen exposure, season of the year, and clinical manifestations. In individuals predisposed to develop allergic disease, the sequence of sensitization and clinical manifestations proceed as follows: eczema and respiratory disease (rhinitis and bronchospasm) in infants and children less than 5 years due to food sensitivity (milk, egg, soy, and wheat proteins) followed by respiratory disease (rhinitis and asthma) in older children and adults due to sensitivity to inhalant allergens (dust mite, mold, and pollen inhalants). | Class,IgE kU/L,Interpretation, 0,<0.10,Negative, 0/1,0.10-0.34,Borderline/equivocal, 1,0.35-0.69,Equivocal, 2,0.70-3.49,Positive, 3,3.50-17.4,Positive, 4,17.5-49.9,Strongly positive, 5,50.0-99.9,Strongly positive, 6,> or =100,Strongly positive, | Detection of IgE antibodies in serum (class 1 or greater) indicates an increased likelihood of allergic disease as opposed to other etiologies and defines the allergens that may be responsible for eliciting signs and symptoms. The level of IgE antibodies in serum varies directly with the concentration of IgE antibodies expressed as a class score or kU/L. | Testing for IgE antibodies is not useful in patients previously treated with immunotherapy to determine if residual clinical sensitivity exists or in patients in whom the medical management does not depend upon identification of allergen specificity. Some individuals with clinically insignificant sensitivity to allergens may have measurable levels of IgE antibodies in serum, and test results must be interpreted in the clinical context. False-positive results for IgE antibodies may occur in patients with markedly elevated serum IgE (>2500 kU/L) due to nonspecific binding to allergen solid phases. | Homburger HA, Hamilton RG: Allergic diseases. In: McPherson RA, Pincus MR, eds. Henry's Clinical Diagnosis and Management by Laboratory Methods. 23rd ed. Elsevier; 2017:1057-1070 | Specific IgE from the patient's serum reacts with the allergen of interest, which is covalently coupled to an ImmunoCAP. After washing away nonspecific IgE, enzyme-labeled anti-IgE antibody is added to form a complex. After incubation, unbound anti-IgE is washed away, and the bound complex incubated with a developing agent. After stopping the reaction, the fluorescence of the eluate is measured. Fluorescence is proportional to the amount of specific IgE present in the patient's sample (ie, the higher the fluorescence value, the more IgE antibody is present).(Package insert: ImmunoCAP System Specific IgE FEIA. Phadia; Rev 06/2020) | Same day/ 1 to 3 days | 14 days | This test has been cleared, approved, or is exempt by the US Food and Drug Administration and is used per manufacturer's instructions. Performance characteristics were verified by Mayo Clinic in a manner consistent with CLIA requirements. | 86003 | Rabbit Epithelium, IgE | 6223-2 | REPII | Rabbit Epithelium, IgE | 6223-2
RAMB | Rabbit Meat, IgE, Serum | Establishing a diagnosis of an allergy to rabbit meat Defining the allergen responsible for eliciting signs and symptoms Identifying allergens: -Responsible for allergic response and/or anaphylactic episode -To confirm sensitization prior to beginning immunotherapy -To investigate the specificity of allergic reactions to insect venom allergens, drugs, or chemical allergens | Fluorescence Enzyme Immunoassay (FEIA) | Yes | Rabbit Meat, IgE | Serum | Collection Container/Tube: Preferred:Serum gel Acceptable:Red top Submission Container/Tube:Plastic vial Specimen Volume:0.5 mL for every 5 allergens requested Collection Instructions:Centrifuge and aliquot serum into a plastic vial. | For 1 allergen: 0.3 mL For more than 1 allergen: (0.05 mL x number of allergens) + 0.25 mL deadspace | Clinical manifestations of immediate hypersensitivity (allergic) diseases are caused by the release of proinflammatory mediators (histamine, leukotrienes, and prostaglandins) from IgE-sensitized effector cells (mast cells and basophils) when cell-bound IgE antibodies interact with an allergen. In vitro serum testing for IgE antibodies provides an indication of the immune response to allergens that may be associated with allergic disease. The allergens chosen for testing often depend upon the age of the patient, history of allergen exposure, season of the year, and clinical manifestations. In individuals predisposed to develop allergic disease, the sequence of sensitization and clinical manifestations proceed as follows: eczema and respiratory disease (rhinitis and bronchospasm) in infants and children less than 5 years due to food sensitivity (milk, egg, soy, and wheat proteins) followed by respiratory disease (rhinitis and asthma) in older children and adults due to sensitivity to inhalant allergens (dust mite, mold, and pollen inhalants). | Class,IgE kU/L,Interpretation, 0,<0.10,Negative, 0/1,0.10-0.34,Borderline/equivocal, 1,0.35-0.69,Equivocal, 2,0.70-3.49,Positive, 3,3.50-17.4,Positive, 4,17.5-49.9,Strongly positive, 5,50.0-99.9,Strongly positive, 6,> or =100,Strongly positive, | Detection of IgE antibodies in serum (class 1 or greater) indicates an increased likelihood of allergic disease as opposed to other etiologies and defines the allergens that may be responsible for eliciting signs and symptoms. The level of IgE antibodies in serum varies directly with the concentration of IgE antibodies expressed as a class score or kU/L. | Testing for IgE antibodies is not useful in patients previously treated with immunotherapy to determine if residual clinical sensitivity exists or in patients in whom the medical management does not depend upon identification of allergen specificity. Some individuals with clinically insignificant sensitivity to allergens may have measurable levels of IgE antibodies in serum, and test results must be interpreted in the clinical context. False-positive results for IgE antibodies may occur in patients with markedly elevated serum IgE (>2500 kU/L) due to nonspecific binding to allergen solid phases. | Homburger HA, Hamilton RG: Allergic diseases. In: McPherson RA, Pincus MR, eds. Henry's Clinical Diagnosis and Management by Laboratory Methods. 23rd ed. Elsevier; 2017:1057-1070 | Specific IgE from the patient's serum reacts with the allergen of interest, which is covalently coupled to an ImmunoCAP. After washing away nonspecific IgE, enzyme-labeled anti-IgE antibody is added to form a complex. After incubation, unbound anti-IgE is washed away, and the bound complex incubated with a developing agent. After stopping the reaction, the fluorescence of the eluate is measured. Fluorescence is proportional to the amount of specific IgE present in the patient's sample (ie, the higher the fluorescence value, the more IgE antibody is present).(Package insert: ImmunoCAP System Specific IgE FEIA. Phadia; Rev 06/2020) | Same day/1 to 3 days | 14 days | This test has been cleared, approved, or is exempt by the US Food and Drug Administration and is used per manufacturer's instructions. Performance characteristics were verified by Mayo Clinic in a manner consistent with CLIA requirements. | 86003 | Rabbit Meat, IgE | 7642-2 | RAMB | Rabbit Meat, IgE | 7642-2
RSER | Rabbit Serum Proteins, IgE, Serum | Establishing the diagnosis of an allergy to rabbit serum proteins Defining the allergen responsible for eliciting signs and symptoms Identifying allergens: -Responsible for allergic response and/or anaphylactic episode -To confirm sensitization prior to beginning immunotherapy -To investigate the specificity of allergic reactions to insect venom allergens, drugs, or chemical allergens Testing for IgE antibodies isnot usefulin patients previously treated with immunotherapy to determine if residual clinical sensitivity exists, or in patients in whom the medical management does not depend upon identification of allergen specificity. | Fluorescence Enzyme Immunoassay (FEIA) | Yes | Rabbit Serum Proteins, IgE | Serum | Collection Container/Tube: Preferred:Serum gel Acceptable:Red top Submission Container/Tube:Plastic vial Specimen Volume:0.5 mL for every 5 allergens requested Collection Instructions:Centrifuge and aliquot serum into a plastic vial. | For 1 allergen: 0.3 mL For more than 1 allergen: (0.05 mL x number of allergens) + 0.25 mL dead space | Clinical manifestations of immediate hypersensitivity (allergic) diseases are caused by the release of proinflammatory mediators (histamine, leukotrienes, and prostaglandins) from IgE-sensitized effector cells (mast cells and basophils) when cell-bound IgE antibodies interact with an allergen. In vitro serum testing for IgE antibodies provides an indication of the immune response to allergens that may be associated with allergic disease. The allergens chosen for testing often depend upon the age of the patient, history of allergen exposure, season of the year, and clinical manifestations. In individuals predisposed to develop allergic disease, the sequence of sensitization and clinical manifestations proceed as follows: eczema and respiratory disease (rhinitis and bronchospasm) in infants and children less than 5 years due to food sensitivity (milk, egg, soy, and wheat proteins) followed by respiratory disease (rhinitis and asthma) in older children and adults due to sensitivity to inhalant allergens (dust mite, mold, and pollen inhalants). | Class,IgE kU/L,Interpretation, 0,<0.10,Negative, 0/1,0.10-0.34,Borderline/equivocal, 1,0.35-0.69,Equivocal, 2,0.70-3.49,Positive, 3,3.50-17.4,Positive, 4,17.5-49.9,Strongly positive, 5,50.0-99.9,Strongly positive, 6,> or =100,Strongly positive, | Detection of IgE antibodies in serum (class 1 or greater) indicates an increased likelihood of allergic disease as opposed to other etiologies and defines the allergens that may be responsible for eliciting signs and symptoms. The level of IgE antibodies in serum varies directly with the concentration of IgE antibodies expressed as a class score or kU/L. | Testing for IgE antibodies is not useful in patients previously treated with immunotherapy to determine if residual clinical sensitivity exists or in patients in whom the medical management does not depend upon identification of allergen specificity. Some individuals with clinically insignificant sensitivity to allergens may have measurable levels of IgE antibodies in serum, and test results must be interpreted in the clinical context. False-positive results for IgE antibodies may occur in patients with markedly elevated serum IgE (>2500 kU/L) due to nonspecific binding to allergen solid phases. | Homburger HA, Hamilton RG: Allergic diseases. In: McPherson RA, Pincus MR, eds. Henry's Clinical Diagnosis and Management by Laboratory Methods. 23rd ed. Elsevier; 2017:1057-1070 | Specific IgE from the patient's serum reacts with the allergen of interest, which is covalently coupled to an ImmunoCAP. After washing away nonspecific IgE, enzyme-labeled anti-IgE antibody is added to form a complex. After incubation, unbound anti-IgE is washed away, and the bound complex incubated with a developing agent. After stopping the reaction, the fluorescence of the eluate is measured. Fluorescence is proportional to the amount of specific IgE present in the patient's sample (ie, the higher the fluorescence value, the more IgE antibody is present).(Package insert: ImmunoCAP System Specific IgE FEIA. Phadia; Rev 06/2020) | Same day/1 to 3 days | 14 days | This test was developed and its performance characteristics determined by Mayo Clinic in a manner consistent with CLIA requirements. It has not been cleared or approved by the US Food and Drug Administration. | 86003 | Rabbit Serum Proteins, IgE | 10960-3 | RSER | Rabbit Serum Proteins, IgE | 10960-3
RUPR | Rabbit Urine Proteins, IgE, Serum | Establishing the diagnosis of an allergy to rabbit urine proteins Defining the allergen responsible for eliciting signs and symptoms Identifying allergens: -Responsible for allergic response and/or anaphylactic episode -To confirm sensitization prior to beginning immunotherapy -To investigate the specificity of allergic reactions to insect venom allergens, drugs, or chemical allergens | Fluorescence Enzyme Immunoassay (FEIA) | Yes | Rabbit Urine Proteins, IgE | Serum | Collection Container/Tube: Preferred:Serum gel Acceptable:Red top Submission Container/Tube:Plastic vial Specimen Volume:0.5 mL for every 5 allergens requested Collection Instructions:Centrifuge and aliquot serum into a plastic vial. | For 1 allergen: 0.3 mL More than 1 allergen: (0.05 mL x number of allergens) + 0.25 mL dead space | Clinical manifestations of immediate hypersensitivity (allergic) diseases are caused by the release of proinflammatory mediators (histamine, leukotrienes, and prostaglandins) from IgE-sensitized effector cells (mast cells and basophils) when cell-bound IgE antibodies interact with an allergen. In vitro serum testing for IgE antibodies provides an indication of the immune response to allergens that may be associated with allergic disease. The allergens chosen for testing often depend upon the age of the patient, history of allergen exposure, season of the year, and clinical manifestations. In individuals predisposed to develop allergic disease, the sequence of sensitization and clinical manifestations proceed as follows: eczema and respiratory disease (rhinitis and bronchospasm) in infants and children less than 5 years due to food sensitivity (milk, egg, soy, and wheat proteins) followed by respiratory disease (rhinitis and asthma) in older children and adults due to sensitivity to inhalant allergens (dust mite, mold, and pollen inhalants). | Class,IgE kU/L,Interpretation, 0,<0.10,Negative, 0/1,0.10-0.34,Borderline/equivocal, 1,0.35-0.69,Equivocal, 2,0.70-3.49,Positive, 3,3.50-17.4,Positive, 4,17.5-49.9,Strongly positive, 5,50.0-99.9,Strongly positive, 6,> or =100,Strongly positive, | Detection of IgE antibodies in serum (class 1 or greater) indicates an increased likelihood of allergic disease as opposed to other etiologies and defines the allergens that may be responsible for eliciting signs and symptoms. The level of IgE antibodies in serum varies directly with the concentration of IgE antibodies expressed as a class score or kU/L. | Testing for IgE antibodies is not useful in patients previously treated with immunotherapy to determine if residual clinical sensitivity exists or in patients in whom the medical management does not depend upon identification of allergen specificity. Some individuals with clinically insignificant sensitivity to allergens may have measurable levels of IgE antibodies in serum, and test results must be interpreted in the clinical context. False-positive results for IgE antibodies may occur in patients with markedly elevated serum IgE (>2500 kU/L) due to nonspecific binding to allergen solid phases. | Homburger HA, Hamilton RG: Allergic diseases. In: McPherson RA, Pincus MR, eds. Henry's Clinical Diagnosis and Management by Laboratory Methods. 23rd ed. Elsevier; 2017:1057-1070 | Specific IgE from the patient's serum reacts with the allergen of interest, which is covalently coupled to an ImmunoCAP. After washing away nonspecific IgE, enzyme-labeled anti-IgE antibody is added to form a complex. After incubation, unbound anti-IgE is washed away, and the bound complex incubated with a developing agent. After stopping the reaction, the fluorescence of the eluate is measured. Fluorescence is proportional to the amount of specific IgE present in the patient's sample (ie, the higher the fluorescence value, the more IgE antibody is present).(Package insert: ImmunoCAP System Specific IgE FEIA. Phadia; Rev 06/2020) | Same day/1 to 3 days | 14 days | This test has been cleared, approved, or is exempt by the US Food and Drug Administration and is used per manufacturer's instructions. Performance characteristics were verified by Mayo Clinic in a manner consistent with CLIA requirements. | 86003 | Rabbit Urine Proteins, IgE | 10961-1 | RUPR | Rabbit Urine Proteins, IgE | 10961-1
FRFIT | Rabies Antibody Endpoint |  | Serum Neutralization Fluorescent Antibody | Yes | Rabies RFFIT Endpoint, S | Serum | Specimen Type:Serum Container/Tube:Red Specimen Volume:2 mL Collection Instructions:Draw blood in a plain red-top tube(s), Spin down and send 2 mL of serum refrigerated in a plastic vial. Note:1. Serum gel tube is acceptable, but must be poured off into plastic vial. 2. Collection date is required. | 0.5 mL |  | Reportable range is 0.1 to 15.0 IU/mL Less than 0.1 IU/mL: Below detection limit In humans a results of 0.5 IU/mL or higher is considered an acceptable response to rabies vaccination according to the World Health Organization (WHO) guidelines; see WHO and Advisory Committee on Immunization Practices documents for additional guidance. | Quantitative results. For those who want to know their exact titer between the reportable range. RFFIT stands for Rapid Fluorescent Foci Inhibition Test. It is a serum neutralization (inhibition) test, which means it measures the ability of rabies specific antibodies to neutralize rabies virus and prevent the virus from infecting cells. The antibodies are called rabies virus neutralizing antibodies (RVNA). |  |  | In RFFIT, your serum (the non-cellular portion of your blood) is first diluted fivefold (1part serum in 4 parts diluent). Further (serial fivefold) dilutions are performed, each of which contain less and less of your serum. These serum dilutions are mixed with a standard amount of live rabies virus and incubated. Whatever RVNA is present will neutralize the virus. Next, some tissue culture cells are added and the serum/virus/cells are incubated together. Whatever rabies virus is left (i.e., that which has not been neutralized by the antibody in your serum), will infect the cells and this can be seen under the microscope through the use of specific staining. Calculation of the endpoint titer is made from the percent of virus infected cells observed on the slide. | 21 to 35 days |  |  | 86382 | Rabies RFFIT Endpoint, S | 6524-3 | Z2071 | Rabies Titer-Response | 6524-3
FRAD | Radish (Raphanus sativus) IgE |  | Enzyme Immunoassay (EIA) | Yes | Radish IgE | Serum | Specimen Type:Serum Container/Tube:Red or SST Specimen Volume:0.5 mL Collection Instructions:Draw blood in a plain red-top tube(s), serum gel tube is acceptable. Spin down and send 0.5 mL of serum refrigerated in a plastic vial. | 0.5 mL |  | <0.35 kU/L | Class IgE (kU/L) Comment 0 <0.35 Below Detection 1 0.35-0.69 Low Positive 2 0.70-3.49 Moderate Positive 3 3.50-17.49 Positive 4 17.50-49.99 Strong Positive 5 >49.99 Very Strong Positive |  |  |  | 4 to 7 days |  | This test was developed and its performance characteristics determined by Eurofins Viracor. It has not been cleared or approved by the U.S. Food and Drug Administration. | 86003 | Radish IgE | 7643-0 | Z3985 | CLASS | 102555-0
RASE | Rape Seed, IgE, Serum | Establishing the diagnosis of an allergy to rape seed Defining the allergen responsible for eliciting signs and symptoms Identifying allergens: -Responsible for allergic response and/or anaphylactic episode -To confirm sensitization prior to beginning immunotherapy -To investigate the specificity of allergic reactions to insect venom allergens, drugs, or chemical allergens Testing for IgE antibodies isnot usefulin patients previously treated with immunotherapy to determine if residual clinical sensitivity exists, or in patients in whom the medical management does not depend upon identification of allergen specificity. | Fluorescence Enzyme Immunoassay (FEIA) | Yes | Rape Seed, IgE | Serum | Collection Container/Tube: Preferred:Serum gel Acceptable:Red top Submission Container/Tube:Plastic vial Specimen Volume:0.5 mL for every 5 allergens requested Collection Instructions:Centrifuge and aliquot serum into a plastic vial. | For 1 allergen: 0.3 mL For more than 1 allergen: (0.05 mL x number of allergens) + 0.25 mL dead space | Clinical manifestations of immediate hypersensitivity (allergic) diseases are caused by the release of proinflammatory mediators (histamine, leukotrienes, and prostaglandins) from IgE-sensitized effector cells (mast cells and basophils) when cell-bound IgE antibodies interact with an allergen. In vitro serum testing for IgE antibodies provides an indication of the immune response to allergens that may be associated with allergic disease. The allergens chosen for testing often depend upon the age of the patient, history of allergen exposure, season of the year, and clinical manifestations. In individuals predisposed to develop allergic disease, the sequence of sensitization and clinical manifestations proceed as follows: eczema and respiratory disease (rhinitis and bronchospasm) in infants and children less than 5 years due to food sensitivity (milk, egg, soy, and wheat proteins) followed by respiratory disease (rhinitis and asthma) in older children and adults due to sensitivity to inhalant allergens (dust mite, mold, and pollen inhalants). | Class,IgE kU/L,Interpretation, 0,<0.10,Negative, 0/1,0.10-0.34,Borderline/equivocal, 1,0.35-0.69,Equivocal, 2,0.70-3.49,Positive, 3,3.50-17.4,Positive, 4,17.5-49.9,Strongly positive, 5,50.0-99.9,Strongly positive, 6,> or =100,Strongly positive, | Detection of IgE antibodies in serum (class 1 or greater) indicates an increased likelihood of allergic disease as opposed to other etiologies and defines the allergens that may be responsible for eliciting signs and symptoms. The level of IgE antibodies in serum varies directly with the concentration of IgE antibodies expressed as a class score or kU/L. | Testing for IgE antibodies is not useful in patients previously treated with immunotherapy to determine if residual clinical sensitivity exists or in patients in whom the medical management does not depend upon identification of allergen specificity. Some individuals with clinically insignificant sensitivity to allergens may have measurable levels of IgE antibodies in serum, and test results must be interpreted in the clinical context. False-positive results for IgE antibodies may occur in patients with markedly elevated serum IgE (>2500 kU/L) due to nonspecific binding to allergen solid phases. | Homburger HA, Hamilton RG: Allergic diseases. In: McPherson RA, Pincus MR, eds. Henry's Clinical Diagnosis and Management by Laboratory Methods. 23rd ed. Elsevier; 2017:1057-1070 | Specific IgE from the patient's serum reacts with the allergen of interest, which is covalently coupled to an ImmunoCAP. After washing away nonspecific IgE, enzyme-labeled anti-IgE antibody is added to form a complex. After incubation, unbound anti-IgE is washed away, and the bound complex incubated with a developing agent. After stopping the reaction, the fluorescence of the eluate is measured. Fluorescence is proportional to the amount of specific IgE present in the patient's sample (ie, the higher the fluorescence value, the more IgE antibody is present).(Package insert: ImmunoCAP System Specific IgE FEIA. Phadia; Rev 06/2020) | Same day/1 to 3 days | 14 days | This test was developed and its performance characteristics determined by Mayo Clinic in a manner consistent with CLIA requirements. It has not been cleared or approved by the US Food and Drug Administration. | 86003 | Rape Seed, IgE | 11195-5 | RASE | Rape Seed, IgE | 11195-5
RWEED | Rape Weed, IgE, Serum | Establishing the diagnosis of an allergy to rape weed Defining the allergen responsible for eliciting signs and symptoms Identifying allergens: -Responsible for allergic response and/or anaphylactic episode -To confirm sensitization prior to beginning immunotherapy -To investigate the specificity of allergic reactions to insect venom allergens, drugs, or chemical allergens Testing for IgE antibodies isnot usefulin patients previously treated with immunotherapy to determine if residual clinical sensitivity exists, or in patients in whom the medical management does not depend upon identification of allergen specificity. | Fluorescence Enzyme Immunoassay (FEIA) | Yes | Rape Weed, IgE | Serum | Collection Container/Tube: Preferred:Serum gel Acceptable:Red top Submission Container/Tube:Plastic vial Specimen Volume:0.5 mL for every 5 allergens requested Collection Instructions:Centrifuge and aliquot serum into a plastic vial. | For 1 allergen: 0.3 mL For more than 1 allergen: (0.05 mL x number of allergens) + 0.25 mL dead space | Clinical manifestations of immediate hypersensitivity (allergic) diseases are caused by the release of proinflammatory mediators (histamine, leukotrienes, and prostaglandins) from IgE-sensitized effector cells (mast cells and basophils) when cell-bound IgE antibodies interact with an allergen. In vitro serum testing for IgE antibodies provides an indication of the immune response to allergens that may be associated with allergic disease. The allergens chosen for testing often depend upon the age of the patient, history of allergen exposure, season of the year, and clinical manifestations. In individuals predisposed to develop allergic disease, the sequence of sensitization and clinical manifestations proceed as follows: eczema and respiratory disease (rhinitis and bronchospasm) in infants and children less than 5 years due to food sensitivity (milk, egg, soy, and wheat proteins) followed by respiratory disease (rhinitis and asthma) in older children and adults due to sensitivity to inhalant allergens (dust mite, mold, and pollen inhalants). | Class,IgE kU/L,Interpretation, 0,<0.10,Negative, 0/1,0.10-0.34,Borderline/equivocal, 1,0.35-0.69,Equivocal, 2,0.70-3.49,Positive, 3,3.50-17.4,Positive, 4,17.5-49.9,Strongly positive, 5,50.0-99.9,Strongly positive, 6,> or =100,Strongly positive, | Detection of IgE antibodies in serum (class 1 or greater) indicates an increased likelihood of allergic disease as opposed to other etiologies and defines the allergens that may be responsible for eliciting signs and symptoms. The level of IgE antibodies in serum varies directly with the concentration of IgE antibodies expressed as a class score or kU/L. | Testing for IgE antibodies is not useful in patients previously treated with immunotherapy to determine if residual clinical sensitivity exists or in patients in whom the medical management does not depend upon identification of allergen specificity. Some individuals with clinically insignificant sensitivity to allergens may have measurable levels of IgE antibodies in serum, and test results must be interpreted in the clinical context. False-positive results for IgE antibodies may occur in patients with markedly elevated serum IgE (>2500 kU/L) due to nonspecific binding to allergen solid phases. | Homburger HA, Hamilton RG: Allergic diseases. In: McPherson RA, Pincus MR, eds. Henry's Clinical Diagnosis and Management by Laboratory Methods. 23rd ed. Elsevier; 2017:1057-1070 | Specific IgE from the patient's serum reacts with the allergen of interest, which is covalently coupled to an ImmunoCAP. After washing away nonspecific IgE, enzyme-labeled anti-IgE antibody is added to form a complex. After incubation, unbound anti-IgE is washed away, and the bound complex incubated with a developing agent. After stopping the reaction, the fluorescence of the eluate is measured. Fluorescence is proportional to the amount of specific IgE present in the patient's sample (ie, the higher the fluorescence value, the more IgE antibody is present).(Package insert: ImmunoCAP System Specific IgE FEIA. Phadia; Rev 06/2020) | Same day/1 to 3 days | 14 days | This test was developed and its performance characteristics determined by Mayo Clinic in a manner consistent with CLIA requirements. It has not been cleared or approved by the US Food and Drug Administration. | 86003 | Rape Weed, IgE | 11194-8 | RWEED | Rape Weed, IgE | 11194-8
BRTP | Rapid Hereditary Breast Cancer Treatment Decision Panel, Varies | Establishing a diagnosis of a hereditary breast cancer syndrome allowing for surgical and management decision making Determining therapeutic eligibility with poly (adenosine diphosphate-ribose) polymerase inhibitors based on certain gene alterations (eg,BRCA1,BRCA2) in selected tumor types Evaluating patients with breast cancer who have a personal history suggestive of a hereditary breast or gynecological cancer syndrome Identifying genetic variants associated with increased risk for breast cancer, allowing for predictive testing and appropriate screening of at-risk family members | Sequence Capture and Targeted Next-Generation Sequencing (NGS) followed by Polymerase Chain Reaction (PCR) and Sanger Sequencing | Yes | Rapid Hereditary Breast Cancer Test | For more information seeBreast, Gynecological and Prostate Cancer Testing Algorithm | Patient Preparation:A previous bone marrow transplant from an allogenic donor will interfere with testing. Call 800-533-1710 for instructions for testing patients who have received a bone marrow transplant. Specimen Type:Whole blood Container/Tube: Preferred:Lavender top (EDTA) or yellow top (ACD) Acceptable:Any anticoagulant Specimen Volume:3 mL Collection Instructions: 1. Invert several times to mix blood. 2. Send whole blood specimen in original tube.Do not aliquot. Specimen Stability Information:Ambient (preferred) 4 days/Refrigerated | 1 mL | Breast cancers occur in about 12% of the general population.(1) In some cases, breast cancer may be attributed to a hereditary cancer syndrome.(2-5) Evaluation of the genes on this panel may be useful for patients with breast cancer to determine surgical and management decision making. Rapid turnaround time testing allows for informative results to be returned to patients and providers prior to surgery or initiation of other treatment. Hereditary breast and ovarian cancer syndrome (HBOC), caused by disease-causing variants in theBRCA1andBRCA2genes, accounts for the majority of hereditary breast cancer.(2,4) HBOC is predominantly characterized by early-onset breast cancer and ovarian cancer. Individuals with HBOC are also at increased risks for prostate, pancreatic, and male breast cancers.(2,4) There are other genes known to increase risk for breast cancer that are included on this panel.(2) The risk for developing cancer associated with these syndromes varies.(2) Some individuals with a disease-causing variant in one of these genes develop multiple primary cancers or bilateral cancers.(2) The National Comprehensive Cancer Network and the American Cancer Society provide recommendations regarding the medical management of individuals with hereditary breast cancer syndromes.(2,3,6,7) | An interpretive report will be provided. | All detected variants are evaluated according to American College of Medical Genetics and Genomics recommendations.(8) Variants are classified based on known, predicted, or possible pathogenicity and reported with interpretive comments detailing their potential or known significance | Clinical Correlations: Test results should be interpreted in the context of clinical findings, family history, and other laboratory data. Misinterpretation of results may occur if the information provided is inaccurate or incomplete. If testing was performed because of a clinically significant family history, it is often useful to first test an affected family member. Detection of a reportable variant in an affected family member would allow for more informative testing of at-risk individuals. To discuss the availability of additional testing options or for assistance in the interpretation of these results, contact Mayo Clinic Laboratories genetic counselors at 800-533-1710. Technical Limitations: Next-generation sequencing may not detect all types of genomic variants. In rare cases, false-negative or false-positive results may occur. The depth of coverage may be variable for some target regions; assay performance below the minimum acceptable criteria or for failed regions will be noted. Given these limitations, negative results do not rule out the diagnosis of a genetic disorder. If a specific clinical disorder is suspected, evaluation by alternative methods can be considered. There may be regions of genes that cannot be effectively evaluated by sequencing or deletion and duplication analysis due to technical limitations of the assay, including regions of homology, high guanine-cytosine (GC) content, and repetitive sequences. Confirmation of select reportable variants will be performed by alternate methodologies based on internal laboratory criteria. This test is validated to detect 95% of deletions up to 75 base pairs (bp) and insertions up to 47 bp. Deletions-insertions (delins) of 40 or more bp, including mobile element insertions, may be less reliably detected than smaller delins. Deletion/Duplication Analysis: This analysis targets single and multi-exon deletions/duplications; however, in some instances single exon resolution cannot be achieved due to isolated reduction in sequence coverage or inherent genomic complexity. Balanced structural rearrangements (such as translocations and inversions) may not be detected. This test is not designed to detect low levels of mosaicism or differentiate between somatic and germline variants. If there is a possibility that any detected variant is somatic, additional testing may be necessary to clarify the significance of results. Genes may be added or removed based on updated clinical relevance. Refer to the Targeted Genes and Methodology Details for the Rapid Hereditary Breast Cancer Treatment Decision Panel for the most up to date list of genes included in this test. For detailed information regarding gene specific performance and technical limitations, see Method Description or contact a laboratory genetic counselor. If the patient has had an allogeneic hematopoietic stem cell transplant or a recent non-leukoreduced blood transfusion, results may be inaccurate due to the presence of donor DNA. Call Mayo Clinic Laboratories for instructions for testing patients who have received a bone marrow transplant. Reclassification of Variants: Currently, it is not standard practice for the laboratory to systematically review previously classified variants on a regular basis. The laboratory encourages health care providers to contact the laboratory at any time to learn how the classification of a particular variant may have changed over time. Due to broadening genetic knowledge, it is possible that the laboratory may discover new information of relevance to the patient. Should that occur, the laboratory may issue an amended report. Variant Evaluation: Evaluation and categorization of variants are performed using published American College of Medical Genetics and Genomics and the Association for Molecular Pathology recommendations as a guideline.(8) Other gene-specific guidelines may also be considered. Variants are classified based on known, predicted, or possible pathogenicity and reported with interpretive comments detailing their potential or known significance. Variants classified as benign or likely benign are not reported. Multiple in silico evaluation tools may be used to assist in the interpretation of these results. The accuracy of predictions made by in silico evaluation tools is highly dependent upon the data available for a given gene, and periodic updates to these tools may cause predictions to change over time. Results from in silico evaluation tools should be interpreted with caution and professional clinical judgement. Rarely, incidental or secondary findings may implicate another predisposition or presence of active disease. Incidental findings may include, but are not limited to, results related to the sex chromosomes. These findings will be carefully reviewed to determine whether they will be reported. | 1. Howlader N, Noone AM, Krapcho M. SEER Cancer Statistics Review, 1975-2018, National Cancer Institute. Updated April 2021. Accessed May 11, 2023. Available at https://seer.cancer.gov/csr/1975_2018/ 2. Daly MB, Pal T, Berry M, et al. NCCN Guidelines Insights: Genetic/familial high-risk assessment: breast, ovarian, and pancreatic, version 2.2021. J Natl Compr Canc Netw. 2021;19(1):77-102 3. Gupta S, Provenzale D, Llor X, et al:.NCCN Guidelines Insights: Genetic/familial high-risk assessment: colorectal, version 2.2019. J Natl Compr Canc Netw. 2019;17(9):1032-1041 4. Petrucelli N, Daley MB, Pal T.BRCA1-andBRCA2-associated hereditary breast and ovarian cancer. In: Adams MP, Ardinger HH, Pagon RA, et al, eds. GeneReviews [Internet]. University of Washington, Seattle; 1998. Updated Mayr 26, 2022. Accessed May 11, 2023. Available at www.ncbi.nlm.nih.gov/books/NBK1247/ 5. Idos G, Valle L. Lynch syndrome. In: Adam MP, Ardinger HH, Pagon RA, et al, eds. GeneReviews [Internet]. University of Washington, Seattle; 2004. Updated February 2, 2021. Accessed May 11, 2023 Available at www.ncbi.nlm.nih.gov/books/NBK1211/ 6. Saslow D, Boetes C, Burke W, et al. American Cancer Society guidelines for breast screening with MRI as an adjunct to mammography. CA Cancer J Clin. 2007;57(2):75-89 7. Smith RA, Andrews KS, Brooks D, et al. Cancer screening in the United States, 2019: A review of current American Cancer Society guidelines and current issues in cancer screening. CA Cancer J Clin. 2019;69(3):184-210 8. Richards S, Aziz N, Bale S, et al. Standards and guidelines for the interpretation of sequence variants: a joint consensus recommendation of the American College of Medical Genetics and Genomics and the Association for Molecular Pathology. Genet Med. 2015;17(5):405-424 | Next-generation sequencing (NGS) and/or Sanger sequencing is performed to test for the presence of variants in coding regions and intron/exon boundaries of the genes analyzed, as well as some other regions that have known disease-causing variants. The human genome reference GRCh37/hg19 build was used for sequence read alignment. At least 99% of the bases are covered at a read depth over 30X. Sensitivity is estimated at above 99% for single nucleotide variants, above 94% for deletions/insertions (delins) less than 40 base pairs (bp), above 95% for deletions up to 75 bp and insertions up to 47 bp. NGS and/or a polymerase chain reaction (PCR)-based quantitative method is performed to test for the presence of deletions and duplications in the genes analyzed. There may be regions of genes that cannot be effectively evaluated by sequencing or deletion and duplication analysis due to technical limitations of the assay, including regions of homology, high guanine-cytosine (GC) content, and repetitive sequences. SeeTargeted Genes and Methodology Details for Rapid Hereditary Breast Cancer Treatment Decision Panelfor details regarding the targeted genes analyzed for each test and specific gene regions not routinely covered. (Unpublished Mayo method) Confirmation of select reportable variants may be performed by alternate methodologies based on internal laboratory criteria. Genes analyzed:ATM, BRCA1, BRCA2, CDH1, CHEK2, PALB2, PTEN(including promoter), RAD51C, RAD51D, STK11,andTP53 | 10 to 14 days | Whole blood: 2 weeks (if available); Extracted DNA: 3 months | This test was developed and its performance characteristics determined by Mayo Clinic in a manner consistent with CLIA requirements. It has not been cleared or approved by the US Food and Drug Administration. | 814058140681307814088116281321813518147981479 (if appropriate for government payers) | Rapid Hereditary Breast Cancer Test | 97656-3 | 619969 | Released By | 18771-6
MAL | Rapid Malaria/Babesia Smear, Varies | Rapid and accurate detection and species identification ofPlasmodium Detection ofBabesia, trypanosomes, and some species of microfilariae | Giemsa Stain | Yes | Malaria/Babesia Smear | For information seeMalaria Laboratory Testing Algorithm. | Both blood and slides are required. Specimen Type:Whole blood Container/Tube:Lavender top (EDTA) Specimen Volume:1 mL Collection Instructions: 1. Invert several times to mix blood. 2. Send whole blood specimen in original tube.Do not aliquot. Specimen Type:Blood films Slides:2 Thin blood films and 2 thick blood films Container/Tube:Plastic slide container Collection Instructions: 1. Slides must be clean and grease-free. 2. Blood films should be made from fresh blood using fingerstick or drops of blood from needle following venipuncture. However, EDTA anticoagulated blood is also acceptable. 3. Prepare thin blood films as follows: a.Prepare 2 thin smears with a slide prep machine. OR b. Prepare a thin film with a "feathered edge" that is no more than a single cell thick. c. Allow the film to thoroughly air dry and then fix by briefly immersing in either absolute or 95% methyl alcohol. d. Allow to air dry after fixation. 4. Prepare thick blood films as follows: a. Place a large drop of blood (approximately the size of a dime and preferably from a fingerstick) on a slide. b. Using a corner of a second slide spread the drop in a circular motion while applying firm pressure to literally scratch the blood onto the carrier slide. This technique allows the blood to dry quickly and adhere well to the slide. Use approximately 20 circular sweeps with the second slide. The drop of blood should be about the size of a quarter when finished. c.Do not fix.Air dry thoroughly (approximately 45 minutes) before placing in transport container. | Blood: 0.5 mL Slides: See Specimen Required. | Malaria is a mosquito-transmitted disease caused by apicomplexan parasites in the genusPlasmodium.It is an important cause of morbidity and mortality worldwide, with the World Health Organization estimating 219 million cases and 435,000 malaria-related deaths in 2017. Malaria disproportionately affects individuals living in Africa (90% of cases), with individuals living in southeast Asia and the eastern Mediterranean regions next most affected. Malaria is also encountered outside of endemic regions, such as the United States, usually in returning travelers. Malaria is caused primarily by 4 species of the protozoaPlasmodium:Plasmodiumfalciparum,Plasmodiumvivax,Plasmodiummalariae, andPlasmodiumovale.A fifthPlasmodiumspecies,Plasmodiumknowlesi,is a simian parasite that may be an important source of human infection in some regions of Southeast Asia. DifferentiatingPfalciparumandPknowlesifrom other species is important since bothcan cause life-threatening infections. In addition,Pfalciparumis typically resistant to many commonly used antimalarial agents such as chloroquine. Babesiosis is an emergent zoonosis caused by an intraerythrocytic protozoan in the genusBabesia. Babesia microtiis responsible for the vast majority of human cases in the United States, with "hot spots" of disease along the Northeast Coast (eg, Martha's Vineyard, Long Island, and Nantucket) and Midwest states, although the distribution of disease is spreading. In addition, a small number of cases ofBabesia duncaniandBabesiaduncani-like human infection (WA and CA strains) have been reported along Pacific Coast states from Washington to northern California, andBabesia divergens/B divergens-like strains have been isolated from humans in Missouri (MO-1 strain), Kentucky, and Washington. At this time, onlyBabesiamicrotiis a nationally notifiable disease. Babesia microtishares a tick vector withBorrelia burgdorferiandAnaplasma phagocytophilum, the causative agents of Lyme disease and human granulocytic anaplasmosis, respectively. Recent studies suggest that exposure toB microtiis quite common in areas endemic for Lyme disease and anaplasmosis, so it is prudent to consider testing for all 3 diseases concurrently. Less commonly, babesiosis may be acquired through blood transfusion, and therefore the US Food and Drug Administration approved testing for this parasite in donor units in 2018. Most patients with babesiosis have a mild illness or are asymptomatic, but some develop a severe illness that may result in death. Patient symptoms may include fever, chills, extreme fatigue, and severeanemia. The most severe cases occur in asplenic individuals and those over 50 years of age. Rare cases of chronic parasitemia, usually in patients who are immunocompromised, have been described. Microscopy of Giemsa-stained thick and thin blood films is the standard laboratory method for diagnosis and differentiation ofPlasmodiumandBabesiaspecies. Under optimal conditions, the sensitivity of the thick film microscopy is estimated to be 10 to 30 parasites per microliter of blood. This test can also detect trypanosomes that cause Chagas disease (Trypanosoma cruzi) and African sleeping sickness (T brucei) as well as some species of filariae. If filarial infection is suspected, FIL / Filaria, Blood is recommended since it is more sensitive than the traditional blood smear examination. Examination of the thin film allows for calculation of malaria percent parasitemia, which can be used to predict prognosis and monitor response to treatment for patients with malaria and babesiosis. The percentage of parasitemia represents the percentage of infected red blood cells. This is calculated from representative microscopic fields on the thin blood film. Malarial gametocytes are not included in the calculation since they are not infectious to humans and are not killed by most antimalarial drugs. | Negative If positive, organism identified and percent parasitemia calculated, if applicable. | A positive smear indicates infection with the identified species ofPlasmodiumor withBabesia. Species identification can indicate the appropriate antimalarial therapy. | For most sensitive detection ofPlasmodium, thick smears must be examined. Any exam that does not include a thick smear cannot be considered adequate. Since the degree of parasitemia may change rapidly due to natural parasite replication and administration of antimalarial therapies, it is most useful to calculate the percentage of infected cells immediately after the blood is drawn and malaria parasites are detected.A percent parasitemia that is calculated more than 8 hours after the blood is drawn will not accurately reflect the patient's current state of parasitemia. Calculation of the percent parasitemia may not be possible or may be inaccurate if malaria parasites have degraded or have altered morphology due to age of the specimen or suboptimal transportation conditions. | Mathison BA, Pritt BS. Update on malaria diagnostics and test utilization. J Clin Microbiol. 2017;55(7):2009-2017 | The thin blood film is fixed in methyl alcohol and stained with a Giemsa stain. The thick films are not fixed and are directly stained with Giemsa stain. The thick films are used for screening. When the thick film is positive, the thin films are used for species identification and the determination of the percent of infected red blood cells. The percentage of infected cells (percent parasitemia) is calculated by counting the number of infected red blood cells among 3000 to 100,000 red blood cells on the thin blood film. The result is expressed as a percentage (% parasitemia = number of infected red blood cells/total number of red blood cells counted x 100).(Unpublished Mayo method) | 1 to 2 days | Until reported | This test has been cleared, approved, or is exempt by the US Food and Drug Administration and is used per manufacturer's instructions. Performance characteristics were verified by Mayo Clinic in a manner consistent with CLIA requirements. | 87207 | Malaria/Babesia Smear | 51714-4 | MAL | Malaria/Babesia Smear | In Process
RPRT1 | Rapid Plasma Reagin (RPR) Screen with Reflex to Titer, Serum | Determining the current disease status Monitoring response to therapy for syphilis Aid to diagnose congenital syphilis This testcannot be usedfor testing spinal fluid specimens. This test isnot intended formedical-legal use. | Flocculation/Agglutination | Yes | RPR Screen w/ Reflex to Titer,S | If this test is positive, then the rapid plasma reagin titer will be performed at an additional charge. | Collection Container/Tube: Preferred:Serum gel Acceptable:Red top Submission Container/Tube:Plastic vial Specimen Volume:0.5 mL Collection Instructions:Centrifuge and aliquot serum into a plastic vial. | 0.4 mL | Syphilis is caused by infection with the spirocheteTreponema pallidumsubspeciespallidum. The infection is systemic, and the disease is characterized by periods of latency. These features, together with the fact thatT pallidumcannot be isolated in culture, mean that serologic techniques play a major role in the diagnosis and follow-up of treatment for syphilis. Historically, the serologic testing algorithm for syphilis included an initial nontreponemal screening test, such as the rapid plasma reagin (RPR) or the VDRL tests. Because these tests measure the host's immune response to nontreponemal antigens, they lack specificity. Therefore, a positive result by RPR or VDRL requires confirmation by a treponemal-specific test, such as the fluorescent treponemal antibody-absorption (FTA-ABS) or microhemagglutination (MHA-TP) assay. Although the FTA-ABS and MHA-TP assays are technically simple to perform, they are labor intensive and require subjective interpretation by testing personnel. As an alternative to the traditional syphilis screening algorithm, many laboratories utilize the reverse syphilis screening algorithm. This algorithm starts with an automated treponemal assay to detect antibodies specific toT pallidum. If this screening assay is positive, the sample is reflexed for testing by RPR, which, if positive, is reported with a titer and is indicative of active or recent syphilis infection. If the RPR is negative, the sample is reflexed to a second treponemal assay, such as theT pallidumparticle agglutination (TP-PA) assay. If the TP-PA is positive, this would indicate previously treated or late-stage syphilis infection. Alternatively, if the TP-PA is negative, the initial positive screen is interpreted as a false positive result. Patients with primary or secondary syphilis are typically tested by RPR to monitor response to treatment. Typically, RPR titers decrease following successful treatment, but this may occur over a period of months to years. Additionally, testing of maternal and neonate serum, collected concurrently, by RPR can be used as an aid to diagnose congenital syphilis. | Negative Reference values apply to all ages. | Negative: Nontreponemal antibodies not detected. Positive: Specimen reflexed to determinerapid plasma reagintiter. | This test should not be used as a primary diagnostic approach for syphilis. For patients with suspected, undiagnosed syphilis, a serum specimen should be submitted for a treponemal-specific antibody test (eg, SYPH1 / Syphilis IgG with Reflex, Enzyme Immunoassay, Serum). Biological false-positive reactions with cardiolipin-type antigens have been reported in diseases such as infectious mononucleosis, leprosy, malaria, lupus erythematosus, vaccinia, and viral pneumonia. Pregnancy, autoimmune diseases, and narcotic addictions may give false-positive results. Pinta, yaws, bejel, and other treponemal diseases may also produce false-positive results with this test. | 1. Centers for Disease Control and Prevention (CDC): Discordant results from reverse sequence syphilis screening-five laboratories, United States, 2006-2010. MMWR Morb Mortal Wkly Rep. 2011 Feb;60(5):133-137 2. Radolf JD, Tramont EC, Salazar JC: Syphilis(Treponema pallidum). In: Bennett JE, Dolin R, Blaser MJ, eds. Mandell, Douglas, and Bennett's Principles and Practice of Infectious Diseases. 9th ed. Elsevier; 2020:2865-2892 3. Binnicker MJ, Jespersen DJ, Rollins LO: Direct comparison of the traditional and reverse syphilis screening algorithms in a population with a low prevalence of syphilis. J Clin Microbiol. 2012: Jan;50(1):148-150 | If the rapid plasma reagin (RPR) screen is reactive the RPR titer is performed. The RPR titer test is a macroscopic screening assay done with unheated serum. Reagin reacts with nontreponemal antigen containing colloidal charcoal particles. This reaction results in a visual flocculation of the black particles against the white card background. The test yields a positive or negative result, and all positive samples are titered to determine the highest positive dilution.(Huber TW, Storms S, Young P, et al: Reactivity of microhemagglutination, fluorescent treponemal antibody absorption, Venereal Disease Research Laboratory, and rapid plasma reagin tests in primary syphilis. J Clin Microbiol. 1983 Mar;17[3]:405-409; Kaur G, Kaur P: Syphilis testing in blood donors: an update. Blood Transfus. 2015 Apr;13[2]:197-204) | Same day/1 to 4 days | 14 days | This test has been cleared, approved, or is exempt by the US Food and Drug Administration and is used per manufacturer's instructions. Performance characteristics were verified by Mayo Clinic in a manner consistent with CLIA requirements. | 8659286593-Rapid Plasma Reagin Titer (if appropriate) | RPR Screen w/ Reflex to Titer,S | 20507-0 | 616863 | RPR Screen w/ Reflex to Titer,S | 20507-0
RPRT3 | Rapid Plasma Reagin (RPR) with Reflex to Treponema pallidum Particle Agglutination, Serum | Diagnosing syphilis | RPRT3, RPRT4: Flocculation/Agglutination RTPPA: Particle Agglutination | Yes | RPR w/ Reflex to TP-PA, S | If this test is positive, then the rapid plasma reagin titer will be performed at an additional charge. | Collection Container/Tube: Preferred:Serum gel Acceptable:Red top Submission Container/Tube:Plastic vial Specimen Volume:0.3 mL Collection Instructions:Centrifuge and aliquot serum into a plastic vial. | See Specimen Required | Syphilis is caused by infection with the spirocheteTreponema pallidumsubspeciespallidum. The infection is systemic, and the disease is characterized by periods of latency. These features, together with the fact thatT pallidumcannot be isolated in culture, mean that serologic techniques play a major role in the diagnosis and follow-up of treatment for syphilis. Historically, the serologic testing algorithm for syphilis included an initial nontreponemal screening test, such as the rapid plasma reagin (RPR) or the VDRL tests. Because these tests measure the host's immune response to nontreponemal antigens, they lack specificity. Therefore, a positive result by RPR or VDRL requires confirmation by a treponemal-specific test, such as the fluorescent treponemal antibody-absorption (FTA-ABS) or microhemagglutination (MHA-TP) assay. Although the FTA-ABS and MHA-TP assays are technically simple to perform, they are labor intensive and require subjective interpretation by testing personnel. As an alternative to the traditional syphilis screening algorithm, many laboratories utilize the reverse syphilis screening algorithm. This algorithm starts with an automated treponemal assay to detect antibodies specific toT pallidum. If this screening assay is positive, the sample is reflexed for testing by RPR, which, if positive, is reported with a titer and is indicative of active or recent syphilis infection. If the RPR is negative, the sample is reflexed to a second treponemal assay, such as theT pallidumparticle agglutination (TP-PA) assay. If the TP-PA is positive, this would indicate previously treated or late-stage syphilis infection. Alternatively, if the TP-PA is negative, the initial positive screen is interpreted as a false positive result. Patients with primary or secondary syphilis are typically tested by RPR to their monitor response to treatment. Typically, RPR titers decrease following successful treatment, but this may occur over a period of months to years. Additionally, testing of maternal and neonate serum, collected concurrently, by RPR can be used as an aid to diagnose congenital syphilis. | Negative Reference values apply to all ages. | Negative: Non-treponemal antibodies not detected.Testing on a new specimen collected in 2 to 3 weeks is recommended if acute infection is suspected. Sample reflexed for detection ofTreponema pallidumspecific antibodies by theT pallidumparticle agglutination assay. Positive: Specimen reflexed to determine rapid plasma reagin titer. | Biological false-positive reactions with cardiolipin-type antigens have been reported in diseases such as infectious mononucleosis, leprosy, malaria, lupus erythematosus, vaccinia, and viral pneumonia. Pregnancy, autoimmune diseases, and narcotic addictions may give false-positive results. Pinta, yaws, bejel, and other treponemal diseases may also produce false-positive results with this test. | 1. Tuddenham S, Katz SS, Ghanem KG: Syphilis Laboratory Guidelines: Performance characteristics of nontreponemal antibody tests. Clin Infect Dis. 2020 Jun 24;71(Suppl 1):S21-S42. doi: 10.1093/cid/ciaa306 2. Park IU, Tran A, Pereira L, Fakile Y: Sensitivity and specificity of treponemal-specific tests for the diagnosis of syphilis. Clin Infect Dis. 2020 Jun 24;71(Suppl 1):S13-S20. doi: 10.1093/cid/ciaa349 3. Theel ES, Katz SS, Pillay A: Molecular and direct detection tests for Treponema pallidum subspecies pallidum: A review of the literature, 1964-2017. Clin Infect Dis. 2020 Jun 24;71(Suppl 1):S4-S12. doi: 10.1093/cid/ciaa176 4. Ortiz DA, Shukla MR, Loeffelholz MJ: The traditional or reverse algorithm for diagnosis of syphilis: Pros and cons. Clin Infect Dis. 2020 Jun 24;71(Suppl 1):S43-S51. doi: 10.1093/cid/ciaa307 | If the rapid plasma reagin (RPR) screen is reactive, the RPR titer is performed. The RPR titer test is a macroscopic screening assay done with unheated serum. Reagin reacts with nontreponemal antigen containing colloidal charcoal particles. This reaction results in a visual flocculation of the black particles against the white card background. The test yields a positive or negative result, and all positive samples are titered to determine the highest positive dilution.(Huber TW, Storms S, Young P, et al: Reactivity of microhemagglutination, fluorescent treponemal antibody absorption, Venereal Disease Research Laboratory, and rapid plasma reagin tests in primary syphilis. J Clin Microbiol. 1983 Mar;17[3]:405-409;Kaur G, Kaur P: Syphilis testing in blood donors: an update. Blood Transfus. 2015 Apr;13[2]:197-204) | Same day/1 to 4 days | 14 days | This test has been cleared, approved, or is exempt by the US Food and Drug Administration and is used per manufacturer's instructions. Performance characteristics were verified by Mayo Clinic in a manner consistent with CLIA requirements. | 8659286593- (if appropriate)86780- (if appropriate) | RPR w/ Reflex to TP-PA, S | 20507-0 | 616970 | RPR w/ Reflex to TP-PA, S | 20507-0
RRPRS | Rapid Plasma Reagin Screen with Reflex to Titer, Serum | Aid for the diagnosis of infection withTreponema pallidum Rapid plasma reagin testing following a positive treponemal antibody test This test isnot usefulas a screening or confirmatory test for blood donor specimens. | Only orderable as a reflex. For more information see Syphilis IgG with Reflex, Enzyme Immunoassay, Serum. Flocculation/Agglutination | Yes | RPR Screen w/ Reflex to Titer, S | If the rapid plasma reagin (RPR) screen is positive, then the RPR titer will be performed at an additional charge. | Only orderable as a reflex. For more information see SYPH1 / Syphilis IgG with Reflex, Enzyme Immunoassay, Serum Container/Tube: Preferred:Serum gel Acceptable:Red top Submission Container/Tube:Plastic vial Specimen Volume:0.5 mL Collection Information:Centrifuge and aliquot serum into plastic vial. | 0.4 mL | Syphilis is caused by infection with the spirocheteTreponema pallidumsubspeciespallidum. The infection is systemic, and the disease is characterized by periods of latency. These features, together with the fact thatT pallidumcannot be isolated in culture, mean that serologic techniques play a major role in the diagnosis and follow-up of treatment for syphilis. Historically, the serologic testing algorithm for syphilis included an initial nontreponemal screening test, such as the rapid plasma reagin (RPR) or the VDRL tests. Because these tests measure the host's immune response to nontreponemal antigens, they lack specificity. Therefore, a positive result by RPR or VDRL requires confirmation by a treponemal-specific test, such as the fluorescent treponemal antibody-absorption (FTA-ABS) or microhemagglutination (MHA-TP) assay. Although the FTA-ABS and MHA-TP assays are technically simple to perform, they are labor intensive and require subjective interpretation by testing personnel. As an alternative to the traditional syphilis screening algorithm, many laboratories utilize the reverse syphilis screening algorithm. This algorithm starts with an automated treponemal assay to detect antibodies specific toT pallidum. If this screening assay is positive, the sample is reflexed for testing by RPR, which, if positive, is reported with a titer and is indicative of active or recent syphilis infection. If the RPR is negative, the sample is reflexed to a second treponemal assay, such as theT pallidumparticle agglutination (TP-PA) assay. If the TP-PA is positive, this would indicate previously treated or late-stage syphilis infection. Alternatively, if the TP-PA is negative, the initial positive screen is interpreted as a false-positive result. Syphilis screening at Mayo Clinic is performed using the reverse algorithm, which first tests sera forT pallidumspecific IgG antibodies using an automated enzyme immunoassay. A positive treponemal test suggests infection withT pallidumbut does not distinguish between recent, past, treated, or untreated infections. This is because treponemal tests may remain reactive for life, even following adequate therapy. Therefore, the results of a nontreponemal assay, such as RPR, are needed to provide information on a patient's disease state and history of therapy.(Table) In some patients, the results of the treponemal screening test and RPR may be discordant (eg, syphilis IgG positive and RPR negative). To discriminate between a falsely reactive screening result and past syphilis, a second treponemal-specific antibody test is recommended using a method that is different from the initial screen test (eg, TP-PA). In the setting of a positive syphilis IgG screening result and a negative RPR, a positive TP-PA result is consistent with either 1) past, successfully treated syphilis, 2) early syphilis with undetectable RPR, or 3) late/latent syphilis in patients who do not have a history of treatment for syphilis. Further historical evaluation is necessary to distinguish between these scenarios.(Table) In the setting of a positive syphilis IgG screening result and a negative RPR, a negative TP-PA result is most consistent with a falsely reactive syphilis IgG screen.(Table) If syphilis remains clinically suspected, a second specimen should be submitted for testing. Table. Interpretation and follow-up of reverse screening results: Test and result Patient history Syphilis IgG antibody by EIA RPR TP-PA Interpretation Follow-up Unknown history of syphilis Nonreactive NA NA No serologic evidence of syphilis None, unless clinically indicated (eg, early/acute/ primary syphilis) Unknown history of syphilis Reactive Reactive NA Untreated or recently treated syphilis See Centers for Disease Control and Prevention treatment guidelines Unknown history of syphilis Reactive Nonreactive Nonreactive Probable false-positive screening test No follow-up testing, unless clinically indicated (eg, acute/ primary syphilis) Unknown history of syphilis Reactive Nonreactive Reactive Possible syphilis (eg, early or latent) or previously treated syphilis Historical and clinical evaluation required Unknown history of syphilis Equivocal NA NA NA Unknown history of syphilis Known history of syphilis Reactive Nonreactive Reactive or NA Past, successfully treated syphilis None EIA-enzyme immunoassay NA-not applicable RPR-rapid plasma reagin TP-PA-T pallidumparticle agglutination | Only orderable as a reflex. For more information see Syphilis IgG with Reflex, Enzyme Immunoassay, Serum. Negative Reference values apply to all ages | Negative: Treponema pallidum-particle agglutination has been ordered to distinguish between infection withT pallidum(syphilis) versus a falsely reactive treponemal antibody result. Positive: Specimen reflexed to determine rapid plasma reagin titer value. | Despite active syphilis, serologic tests may be negative in severely immunosuppressed patients such as those with AIDS. In very early cases of primary syphilis, serology tests for syphilis may be negative. In cases of untreated, late or latent syphilis, the result of rapid plasma reagin may be negative. However, the syphilis screening using a treponemal assay, including theTreponema pallidumparticle agglutination test, should be positive. A thorough clinical and historical evaluation should be performed to determine if treatment for latent syphilis is required. Results should be considered in the context of all available clinical and laboratory data. | 1. Centers for Disease Control and Prevention (CDC): Discordant results from reverse sequence syphilis screening-five laboratories, United States, 2006-2010. MMWR Morb Mortal Wkly Rep. 2011 Feb 11;60(5):133-137 2. Radolf JD, Tramont EC, Salazar JC: Syphilis(Treponema pallidum). In: Bennett JE, Dolin R, Blaser MJ, eds. Mandell, Douglas, and Bennett's Principles and Practice of Infectious Diseases. 9th ed. Elsevier; 2020:2865-2892 3. Binnicker MJ, Jespersen DJ, Rollins LO: Direct comparison of the traditional and reverse syphilis screening algorithms in a population with a low prevalence of syphilis. J Clin Microbiol. 2012 Jan;50(1):148-150. doi: 10.1128/JCM.05636-11 | If the IgG result is equivocal or reactive, a rapid plasma reagin (RPR) screen is performed manually. If the RPR screen is positive the RPR titer is performed manually. The RPR titer test is a macroscopic screening assay done with unheated serum. Reagin reacts with nontreponemal antigen containing colloidal charcoal particles. This reaction results in a visual flocculation of the black particles against the white card background. The test yields a positive or negative result, and all positive samples are titered to determine the highest positive dilution.(Huber TW, Storms S, Young P, et al: Reactivity of microhemagglutination, fluorescent treponemal antibody absorption, Venereal Disease Research Laboratory, and rapid plasma reagin tests in primary syphilis. J Clin Microbiol. 1983 Mar;17[3]:405-409; Kaur G, Kaur P: Syphilis testing in blood donors: an update. Blood Transfus. 2015 Apr;13[2]:197-204) If the RPR screen is negative, the SerodiaTreponema pallidumparticle agglutination (TP-PA) test is performed. The TP-PA test is based on the agglutination of colored gelatin particle carriers sensitized withT pallidum(Nichols Strain) antigen. Serum samples are serially diluted in microplate wells. Sensitized gelatin particles are added to respective wells and the contents of the plate mixed. The mixture is incubated for 2 hours at ambient temperature. Serum containing specific antibodies will react with the antigen-sensitized colored gelatin particles to form a smooth mat of agglutinated particles in the microplate well. A compact button formed by the settling of the non-agglutinated particles characterizes negative reactions. The agglutination patterns are read visually to determine interpretation.(Package insert: Serodia TP-PA. Fujirebio Diagnostics, Inc; 04/2015) | Same day/1 to 2 days | 14 days | This test has been cleared, approved, or is exempt by the US Food and Drug Administration and is used per manufacturer's instructions. Performance characteristics were verified by Mayo Clinic in a manner consistent with CLIA requirements. | 86592-Rapid Plasma Reagin Screen86593-Rapid Plasma Reagin Titer (if appropriate)86780-Syphilis Antibody by TP-PA (if appropriate) | RPR Screen w/ Reflex to Titer, S | 20507-0 | 616866 | RPR Screen w/ Reflex to Titer, S | 20507-0
RPRS | Rapid Plasma Reagin Screen with Reflex, Serum | Aiding in the diagnosis of recent or pastTreponema palliduminfection Rapid plasma reagin screening whenT pallidumantibody screen is positive This test isnot usefulas a screening or confirmatory test for blood donor specimens. | Only available as a reflex test. For more information, see SYPHT / Syphilis Total Antibody with Reflex, Serum. RPRS: Multiplex Flow Immunoassay RRPRQ: Flocculation/Agglutination RTPPA: Particle Agglutination | Yes | RPR Screen w/ Reflex, S | If the rapid plasma reagin (RPR) screen is reactive, then the RPR titer will be performed at an additional charge. | Only available as a reflex test. For more information see SYPHT / Syphilis Total Antibody with Reflex, Serum. Container/Tube: Preferred:Serum gel Acceptable:Red top Submission Container/Tube:Plastic vial Specimen Volume:0.5 mL Collection Information:Centrifuge and aliquot serum into plastic vial. | 0.4 mL | Syphilis is a disease caused by infection with the spirocheteTreponema pallidum. The infection is systemic, and the disease is characterized by periods of latency. These features, together with the fact thatT pallidumcannot be isolated in culture, mean that serologic techniques play a major role in the diagnosis and follow-up of treatment for syphilis. Historically, the serologic testing algorithm for syphilis included an initial non-treponemal screening test, such as the rapid plasma reagin (RPR) or VDRL tests. Because these tests measure the host's antibody response to non-treponemal antigens, they lack specificity. Therefore, a positive result by RPR or VDRL requires confirmation by a treponemal-specific test, such as the fluorescent treponemal antibody-absorbed (FTA-ABS) or microhemagglutination assay (MHA-TP). Although the FTA-ABS and MHA-TP are technically simple to perform, they are labor intensive and require subjective interpretation by testing personnel. As an alternative to the traditional syphilis screening algorithm as described above, many laboratories utilize the reverse syphilis screening algorithm. This algorithm starts with an automated treponemal assay, such as an enzyme immunoassay and multiplex flow immunoassay (MFI), to detect antibodies specific toT pallidum. If the screening assay is positive, the sample is reflexed to a RPR assay, which, if positive, is reported with a titer and is indicative of active or recent syphilis infection. If the RPR is negative, the sample is reflexed to a second treponemal assay, such as theT pallidumparticle agglutination (TP-PA) assay. If the TP-PA is positive, this would indicate previously treated or late stage syphilis infection. Alternatively, if the TP-PA is negative, the initial positive screen is interpreted as a false positive result. Syphilis screening at Mayo Clinic is performed by using the reverse algorithm, which first tests sera forT pallidumspecific IgG/IgM antibodies using an automated MFI. A positive treponemal test suggests infection withT pallidum, but does not distinguish between recent or past, or treated and untreated infection. This is because treponemal tests may remain reactive for life, even following adequate therapy. Therefore, the results of a non-treponemal assay, such as RPR, are needed to provide information on a patient's disease state and history of therapy.(Table 1) In some patients, the results of the treponemal screening test and RPR may be discordant (eg, syphilis IgG/IgM positive and RPR negative). To discriminate between a falsely reactive screening result and past syphilis, a second treponemal-specific antibody test is recommended using a method that is different from the initial screen test (eg,-TP-PA). In the setting of a positive syphilis IgG/IgM screening result and a negative RPR, a positive TP-PA result is consistent with either 1) past, successfully treated syphilis, 2) early syphilis with undetectable RPR titers, or 3) late/latent syphilis in patients who do not have a history of treatment for syphilis. Further historical evaluation is necessary to distinguish between these scenarios.(Table 1) In the setting of a positive syphilis IgG/IgM screening result and a negative RPR, a negative TP-PA result is most consistent with a falsely reactive syphilis IgG/IgM screen.(Table 1) If syphilis remains clinically suspected, a second specimen should be submitted for testing. Table 1. Interpretation and follow-up of reverse screening results: Test and result Patient history Syphilis total antibody by MFI RPR TP-PA Interpretation Follow-up Unknown history of syphilis Nonreactive NA NA No serologic evidence of syphilis None, unless clinically indicated (eg, early/acute/ primary syphilis) Unknown history of syphilis Reactive Reactive NA Untreated or recently treated syphilis See CDC treatment guidelines Unknown history of syphilis Reactive Nonreactive Nonreactive Probable false-positive screening test No follow-up testing, unless clinically indicated (eg, acute/ primary syphilis) Unknown history of syphilis Reactive Nonreactive Reactive Possible syphilis (eg, early or latent) or previously treated syphilis Historical and clinical evaluation required Unknown history of syphilis Equivocal NA NA NA Unknown history of syphilis Known history of syphilis Reactive Nonreactive Reactive or NA Past, successfully treated syphilis None MFI - multiplex flow immunoassay NA - not applicable RPR - rapid plasma reagin TP-PA -Treponema pallidumparticle agglutination | Only available as a reflex test. For more information see SYPHT / Syphilis Total Antibody with Reflex, Serum. Nonreactive | Nonreactive: Treponema pallidum-particle agglutination (TP-PA) has been ordered to distinguish between infection withT pallidum(syphilis) versus a falsely reactive treponemal antibody result Reactive: Specimen reflexed to determine rapid plasma reagin (RPR) titer value | Despite active syphilis, serologic tests may be negative in severely immunosuppressed patients such as those with AIDS. In very early cases of primary syphilis, serology tests for syphilis may be negative. In cases of untreated, late, or latent syphilis, the result of rapid plasma reagin may be negative. However, the syphilis screening testmultiplex flow immunoassayandTreponema pallidumparticle agglutination should be positive. A thorough clinical and historical evaluation should be performed to determine if treatment for latent syphilis is required. Results should be considered in the context of all available clinical and laboratory data. | 1. Centers for Disease Control and Prevention (CDC). Discordant results from reverse sequence syphilis screening-five laboratories, United States, 2006-2010. MMWR Morb Mortal Wkly Rep. 2011;60(5):133-137 2. Radolf JD, Tramont EC, Salazar JC: Syphilis(Treponema pallidum). In: Bennett JE, Dolin R, Blaser MJ, eds. Mandell, Douglas, and Bennett's Principles and Practice of Infectious Diseases. 9th ed. Elsevier; 2020:2865-2892 3. Binnicker MJ, Jespersen DJ, Rollins LO: Direct comparison of the traditional and reverse syphilis screening algorithms in a population with a low prevalence of syphilis. J Clin Microbiol. 2012 Jan;50(1):148-150. doi: 10.1128/JCM.05636-11 | The BioPlex 2200 Syphilis Total and RPR kit employsTreponema pallidumfusion protein (rTP47/rTP17) and cardiolipin antigen-coated fluoromagnetic beads with unique fluorescent signatures to identify the presence of IgG and IgM antibodies toT pallidumand nontreponemal reagin antibodies in a 2-step assay format. Dyed beads are coated with recombinantT pallidumrTP47/rTP17 fusion protein or cardiolipin antigen. The BioPlex 2200 System combines an aliquot of patient sample, sample diluent, and bead reagent into a reaction vessel. The mixture is incubated at 37 degrees C. After a wash cycle, a mixture of murine monoclonal anti-human IgG and murine monoclonal anti-human IgM antibody conjugated to phycoerythrin (PE) is added to the dyed beads, and this mixture is incubated at 37 degrees C. The excess conjugate is removed in another wash cycle, and the beads are re-suspended in wash buffer. The bead mixture then passes through the detector. The identity of the dyed beads is determined by the fluorescence of the dyes, and the amount of antibody captured by the antigen is determined by the fluorescence of the attached PE. Raw data is calculated in relative fluorescence intensity (RFI).(Package insert: BioPlex 2200 Syphilis Total and RPR. Bio-Rad; 06/2017) If the total antibody result is reactive, a rapid plasma reagin (RPR) screen is performed on the BioPlex 2200. If the RPR screen is reactive the RPR titer is performed. The RPR titer test is a macroscopic screening assay done with unheated serum. Reagin reacts with nontreponemal antigen containing colloidal charcoal particles. This reaction results in a visual flocculation of the black particles against the white card background. The test yields a positive or negative result, and all positive samples are titered to determine the highest positive dilution.(Huber TW, Storms S, Young P, et al: Reactivity of microhemagglutination, fluorescent treponemal antibody absorption, Venereal Disease Research Laboratory, and rapid plasma reagin tests in primary syphilis. J Clin Microbiol. 1983 Mar;17[3]:405-409; Kaur G, Kaur P: Syphilis testing in blood donors: an update. Blood Transfus. 2015 Apr;13[2]:197-204) If the RPR screen is negative, the SerodiaTreponema pallidumparticle agglutination (TP-PA) test is performed. The TP-PA test is based on the agglutination of colored gelatin particle carriers sensitized withT pallidum(Nichols Strain) antigen. Serum samples are serially diluted in microplate wells. Sensitized gelatin particles are added to respective wells and the contents of the plate mixed. The mixture is incubated for 2 hours at ambient temperature. Serum containing specific antibodies will react with the antigen-sensitized colored gelatin particles to form a smooth mat of agglutinated particles in the microplate well. A compact button formed by the settling of the non-agglutinated particles characterizes negative reactions. The agglutination patterns are read visually to determine interpretation.(Package insert: Serodia TP-PA. Fujirebio Diagnostics, Inc; 04/2015) | Same day/1 to 4 days | 14 days | This test has been cleared, approved, or is exempt by the US Food and Drug Administration and is used per manufacturer's instructions. Performance characteristics were verified by Mayo Clinic in a manner consistent with CLIA requirements. | 86593-Rapid Plasma Reagin Titer (if appropriate)86780-Syphilis Antibody by TP-PA (if appropriate) | RPR Screen w/ Reflex, S | 20507-0 | RPRS | RPR Screen w/ Reflex, S | 20507-0
RPRT2 | Rapid Plasma Reagin Titer, Serum | Determining the current disease status Monitoring response to therapy for syphilis This testcannot be usedfor testing spinal fluid specimens. | Only orderable as a reflex. For more information see RPRT1 / Rapid Plasma Reagin (RPR) Screen with Reflex to Titer, Serum Flocculation/Agglutination | Yes | RPR Titer,S | Serum | Only orderable as a reflex. For more information see RPRT1 /Rapid Plasma Reagin (RPR) Screen with Reflex to Titer, Serum Collection Container/Tube: Preferred:Serum gel Acceptable:Red top Submission Container/Tube:Plastic vial Specimen Volume:0.5 mL Collection Instructions:Centrifuge and aliquot serum into a plastic vial. | See Specimen Required | Syphilis is caused by infection with the spirocheteTreponema pallidumsubspeciespallidum. The infection is systemic, and the disease is characterized by periods of latency. These features, together with the fact thatT pallidumcannot be isolated in culture, mean that serologic techniques play a major role in the diagnosis and follow-up of treatment for syphilis. Historically, the serologic testing algorithm for syphilis included an initial nontreponemal screening test, such as the rapid plasma reagin (RPR) or the VDRL tests. Because these tests measure the host's immune response to nontreponemal antigens, they lack specificity. Therefore, a positive result by RPR or VDRL requires confirmation by a treponemal-specific test, such as the fluorescent treponemal antibody-absorbed (FTA-ABS) or microhemagglutination (MHA-TP) assay. Although the FTA-ABS and MHA-TP assays are technically simple to perform, they are labor intensive and require subjective interpretation by testing personnel. As an alternative to the traditional syphilis screening algorithm, many laboratories utilize the reverse syphilis screening algorithm. This algorithm starts with an automated treponemal assay to detect antibodies specific toT pallidum. If this screening assay is positive, the sample is reflexed for testing by RPR, which, if positive, is reported with a titer and is indicative of active or recent syphilis infection. If the RPR is negative, the sample is reflexed to a second treponemal assay, such as theT pallidumparticle agglutination (TP-PA) assay. If the TP-PA is positive, this would indicate previously treated or late-stage syphilis infection. Alternatively, if the TP-PA is negative, the initial positive screen is interpreted as a false positive result. Patients with primary or secondary syphilis are typically tested by RPR to monitor response to treatment. Typically, RPR titers decrease following successful treatment, but this may occur over a period of months to years. Additionally, testing of maternal and neonate serum, collected concurrently, by RPR can be used as an aid to diagnose congenital syphilis. | Only orderable as a reflex. For more information see RPRT1 /Rapid Plasma Reagin (RPR) Screen with Reflex to Titer, Serum Negative Reference values apply to all ages. | Negative: Norapid plasma reagin (RPR) detected. Initial reactive RPR screen was likely a false-reactive result. Repeat testing if clinically indicated on a new specimen. Positive: Patients being monitored for response to therapy; a 4-fold or greater decrease in RPR titers between pre- and post-treatment samples indicates response to therapy. Patients evaluated for congenital syphilis: a 4-fold or higher RPR difference between neonate and maternal RPR titers suggests congenital syphilis. | Biological false-positive reactions with cardiolipin-type antigens have been reported in disease such as infectious mononucleosis, leprosy, malaria, lupus erythematosus, vaccinia, and viral pneumonia. Pregnancy, autoimmune diseases, and narcotic addictions may give false-positive results. Pinta, yaws, bejel, and other treponemal diseases may also produce false-positive results with this test. | 1. Centers for Disease Control and Prevention (CDC): Discordant results from reverse sequence syphilis screening-five laboratories, United States, 2006-2010. MMWR Morb Mortal Wkly Rep. 2011 Feb;60(5):133-137 2. Radolf JD, Tramont EC, Salazar JC: Syphilis(Treponema pallidum). In: Bennett JE, Dolin R, Blaser MJ, eds. Mandell, Douglas, and Bennett's Principles and Practice of Infectious Diseases. 9th ed. Elsevier; 2020:2865-2892 3. Binnicker MJ, Jespersen DJ, Rollins LO: Direct comparison of the traditional and reverse syphilis screening algorithms in a population with a low prevalence of syphilis. J Clin Microbiol. 2012: Jan;50(1):148-150 | The rapid plasma reagin is a macroscopic screening assay done with unheated serum. Reagin reacts with nontreponemal antigen containing colloidal charcoal particles. This reaction results in a visual flocculation of the black particles against the white card background. The test yields a positive or negative result, and all positive samples are titered to determine the highest reactive dilution.(Huber TW, Storms S, Young P, et al: Reactivity of microhemagglutination, fluorescent treponemal antibody absorption, Venereal Disease Research Laboratory, and rapid plasma reagin tests in primary syphilis. J Clin Microbiol 1983 Mar;17[3]:405-409; Kaur G, Kaur P: Syphilis testing in blood donors: an update. Blood Transfus. 2015 Apr;13[2]:197-204) | Same day/1 to 2 days | 14 days | This test has been cleared, approved, or is exempt by the US Food and Drug Administration and is used per manufacturer's instructions. Performance characteristics were verified by Mayo Clinic in a manner consistent with CLIA requirements. | 86593 | RPR Titer,S | 31147-2 | 616865 | RPR Titer,S | 31147-2
RPDEI | Rapidly Progressive Dementia Evaluation Interpretation, Spinal Fluid | Interpretation of the Rapidly Progressive Dementia Evaluation | Only orderable as part of a profile. For more information see RPDE / Rapidly Progressive Dementia Evaluation, Spinal Fluid Medical Interpretation | Yes | RPD Eval Interp, CSF | CSF |  |  | Primary rapid progressive dementia (RPD) occurs in human prion diseases, rapidly progressive types of other neurodegenerative dementias (Lewy Body dementia, Alzheimer disease), autoimmune central nervous system (CNS) disorders and other conditions that involved rapid neuronal damage. Based on data from tertiary medical centers, when there is high clinical suspicion of Creutzfeldt-Jakob disease (CJD), a majority will be proven to be CJD upon autopsy. However, in those where CJD has been ruled out either by additional diagnostic testing or autopsy, the most common differential diagnoses include rapidly progressive Alzheimer disease or autoimmune CNS disease. Distinguishing these diseases is often challenging, and the use of cerebrospinal fluid (CSF) biomarker testing is an important tool in establishing the correct diagnosis. CJD is a rare and fatal neurodegenerative disorder that predominantly affects the brain and is caused by misfolded prion proteins (PrP[Sc]). CJD accounts for more than 90% of human prion diseases. Initial symptom onset is heterogenous but commonly includes rapidly progressive dementia, cerebellar ataxia, and myoclonus. The timeline of symptom progression and the pattern of symptom evolution can be divergent across patients and CJD subtypes, making an accurate diagnosis based on clinical presentation alone challenging. The inclusion of biomarkers with high diagnostic accuracy has improved the differentiation of CJD and related prion diseases from treatable neurological conditions with overlapping phenotypes. Thereal-time quaking-induced conversion (RT-QuIC) assay inCSFhas been established to have strong clinical utility for early and accurate diagnosis of CJD through numerous independent studies. Furthermore, the robustness and reproducibility of the RT-QuIC assay for CJD across laboratories has been demonstrated through international ring trials. The clinical sensitivity and specificity of second-generation RT-QuIC assays in CSF have been consistently reported to be greater than or equal to 92% and greater than or equal to 99%, respectively. Despite the high diagnostic accuracy of the assay,RT-QuIC results should be interpreted in the appropriate clinical context along with other clinical and paraclinical findings. A definitive diagnosis of sporadic prion disease can be established only through neuropathological assessment of brain tissue. Unexpectedly negative RT-QuIC test results should prompt careful consideration of the differential diagnosis.If there is high suspicion of prion disease, repeat RT-QuIC testing may be warranted. A small subset of cases initially negative by RT-QuIC may become positive as the disease progresses. However, RT-QuIC may be persistently negative in a small proportion of patients with definite prion disease. False-negative RT-QuIC results are most often encountered in cases of genetic prion disease (eg, fatal familial insomnia and Gerstmann-Straussler-Scheinker disease) and in atypical sporadic prion disease subtypes (eg, MM2 cortical subtype) that have slower indolent disease progression. Other CSF biomarkers have been utilized to support the diagnosis of CJD, including 14-3-3, total Tau measurement, and the ratio of total Tau (t-Tau) to phosphorylated Tau at threonine 181. Recent studies have indicated that the Tau ratio (t-Tau to pT181-Tau or vice versa) has a very high diagnostic accuracy, which exceeds that provided by t-Tau or 14-3-3 enzyme-linked immunosorbent assays (ELISA). In a cohort of probable/definite CJD cases and controls tested utilizing the Roche Total-Tau and p-Tau (threonine 181) Elecsys assays, the optimized cut-off value for total Tau (>393 ng/L) had a clinical sensitivity and specificity of 92.3% and 88.3% for CJD, respectively; and the optimized cut-off value for the t-Tau to p-Tau ratio (>18) has a clinical sensitivity and specificity of 97.4% and 95.9% for CJD, respectively. Importantly, t-Tau or t-Tau to p-Tau ratios utilize assay-dependent cut-off values, and cut-off values from one assay are not transferable to different assay platforms. Alzheimer disease (AD) is the most common cause of dementia. The pathologic changesobserved in the brain of individuals withAD dementia arethe presence of plaques composed ofbeta-amyloid(Abeta) peptides and intracellular neurofibrillary tangles containing hyperphosphorylated Tau(tubulin-associated unit)proteins.Accumulation ofAbetais one target for AD therapeutics. Accumulation of Abeta can be measured by amyloid positron emission tomography (PET) imaging or by measurement ofAbeta42 peptides and certain phosphorylated Tau (such asp-Tau181)proteins in CSF. In particular, the use of thep-Tau181/Abeta42ratio has been shown to be an excellent surrogate marker of amyloid plaque burden. Abeta42is approximately 4-kDa protein of 42 amino acids that is formed following proteolytic cleavage of a transmembrane protein known as amyloid precursor protein. Due to its hydrophobic nature,Abeta42has the propensity to form aggregates and oligomers. Oligomers form fibrils that accumulate into amyloid plaques. These pathological changes inAbeta42are reflected by the decrease in the CSF concentrations ofAbeta42and/or by the increase in the brain uptake of specific tracers during amyloid-PET. Tau is present as six isoforms in human brain tissue. These isoforms are generated by alternative splicing of the pre-messenger RNA. The t-Tau assay measures all these isoforms. The most common post-translational modification of Tau proteins is phosphorylation. During neurodegeneration, abnormal phosphorylation leads to the formation of intracellular neurofibrillary tangles composed of the Tau protein that has undergone hyperphosphorylation and developed aggregates of hyperphosphorylated Tau proteins called p-Tau. Pathological changes associated with AD are reflected by an increase in the CSF concentrations of t-Tau and p-Tau. Increases in CSF t-Tau concentrations reflect the intensity of the neuronal and axonal damage and degeneration and are associated with a faster progression from mild cognitive impairment (MCI) to AD. Increases in CSF p-Tau concentrations are also associated with a faster progression from MCI to AD with more rapid cognitive decline in patients with AD and in mild AD dementia cases. The p-Tau assay used in this evaluation detects p-Tau at threonine 181. | Only orderable as part of a profile. For more information see RPDE / Rapidly Progressive Dementia Evaluation, Spinal Fluid. An interpretive report will be provided. | An interpretive report will be provided when no abnormal results are detected. When abnormal results are detected, a detailed interpretation is given, including an overview of the results and of their significance, a correlation to available clinical information, elements of differential diagnosis and recommendations for patient management resources. | These test results should be interpreted in the appropriate clinical context along with other clinical and paraclinical findings. Only through neuropathological assessment of brain tissue can a definitive diagnosis of sporadic prion disease be established. Some molecular subtypes of prion protein have been reported to have lower detectability by the real time quaking induced conversion (RT-QuIC) assay. Even small quantities of blood in CSF can result in false-negative RT-QuIC results. The presence of fluorescent substances may interfere with testing and prevent an accurate interpretation of the RT-QuIC assay. Careful consideration of the differential diagnosis is advised when RT-QuIC test results are unexpectedly negative. Repeat testing with RT-QuIC may be warranted if there is high suspicion of prion disease. A small subset of initially negative cases by RT-QuIC may become positive as the disease progresses. However, a small proportion of patients with definitive prion disease may be persistently negative by RT-QuIC. False-negative RT-QuIC results are most often encountered in cases of genetic prion disease, such as fatal familial insomnia and Gerstmann-Straussler-Scheinker, and in atypical sporadic prion disease subtypes that have slower indolent disease progression. Improper specimen handling orinterindividual differences in overall concentration of Abeta peptideproduction may yield an abnormally low Abeta42 in the context of a normal p-Tau181/Abeta42 ratio. Results should be interpreted in combination with other clinical information. Exposure of cerebrospinal fluid to polystyrene tubes can reduce concentrations of the amyloid Abeta42 by as much as 20% to 50% due to adherence of the sticky amyloid protein to polystyrene tube surface material, potentially altering clinical interpretation, including the p-Tau181/Abeta 42 ratio. P-Tau181 and total Tau protein do not substantially adhere to polystyrene collection tubes. Failure to adhere to the specimen collection instructions provided may result in falsely lowAbeta42concentrations and potential misdiagnosis ofAlzheimer disease. In rare cases, some individuals can develop antibodies to mouse or other animal antibodies (often referred to as human anti-mouse antibodies [HAMA] or heterophile antibodies), which may cause interference in some immunoassays. The presence of antibodies to streptavidin or ruthenium can also rarely occur and may interfere in this assay. Caution should be used in interpretation of results, and the laboratory should be alerted if the result does not correlate with the clinical presentation. | 1. Hermann P, Appleby B, Brandel JP, et al. Biomarkers and diagnostic guidelines for sporadic Creutzfeldt-Jakob disease. Lancet Neurol. 2021;20(3):235-246 2.Orru CD, Groveman BR, Hughson AG, et al.RT-QuIC assays for prion disease detection and diagnostics. Methods Mol Biol. 2017;1658:185-203 3. Rhoads DD, Wrona A, Foutz A, et al. Diagnosis of prion diseases by RT-QuIC results in improved surveillance.Neurology. 2020;95(8):e1017-e1026 4.Hamlin C, Puoti G, Berri S, et al.A comparison of tau and 14-3-3 protein in the diagnosis of Creutzfeldt-Jakob disease.Neurology.2012;79(6):547-552 5. Shir D, Lazar EB, Graff-Radford J, et al. Analysis of clinical features, diagnostic tests, and biomarkers in patients with suspected Creutzfeldt-Jakob disease, 2014-2021. JAMA Netw Open. 2022;5(8):e2225098 6. Skillback T, Rosen C, Asztely F, Mattsson N, Blennow K, Zetterberg H. Diagnostic performance of cerebrospinal fluid total tau and phosphorylated tau in Creutzfeldt-Jakob disease: results from the Swedish Mortality Registry. JAMA Neurol. 2014;71(4):476-483 7. Hermann P, Haller P, Goebel S, et al. Total and phosphorylated cerebrospinal fluid Tau in the differential diagnosis of sporadic Creutzfeldt-Jakob disease and rapidly progressive Alzheimer's disease. Viruses. 2022;14(2):276 8.van Harten AC, Wiste HJ, Weigand SD, et al. Detection of Alzheimer's disease amyloid beta 1-42, p-tau, and t-tau assays. Alzheimers Dement. 2022;18(4):635-644. doi:10.1002/alz.12406 9. Campbell MR, Ashrafzadeh-Kian S, Petersen RC, et al. P-tau/AB42 and AB42/40 ratios in CSF are equally predictive of amyloid PET status. Alzheimers Dement (Amst). 2021;13(1):e12190. doi:10.1002/dad2.12190 10. Blennow K, Stomrud E, Zetterberg H, et al. Second-generation Elecsys cerebrospinal fluid immunoassays aid diagnosis of early Alzheimer's disease. Clin Chem Lab Med. 2022;61(2):234-244. doi:10.1515/cclm-2022-0516 11. Jack CR Jr, Bennett DA, Blennow K, et al: NIA-AA Research Framework: Toward a biological definition of Alzheimer's disease. Alzheimers Dement. 2018;14(4):535-562 | A neuroimmunology expert reviews the laboratory data and an interpretive report is issued. | 3 to 8 days |  | Not Applicable |  | RPD Eval Interp, CSF | No LOINC Needed | 620377 | RPD Eval Interp, CSF | 69048-7
RPDE | Rapidly Progressive Dementia Evaluation, Spinal Fluid | Evaluation of individuals presenting with rapidly progressive dementia of uncertain disease etiology and adifferential diagnosis of Creutzfeldt-Jakob disease and rapidly progressive Alzheimer disease | RPDEI: Medical Interpretation RTQPC: Real-Time Quaking-Induced Conversion (RT-QuIC) TTPTQ: Calculation ADRTQ: Electrochemiluminescent Immunoassay (ECLIA) | Yes | Rapid Progress Dementia Eval, CSF | CSF | Supplies: CJD/RPD Evaluation Kit (T966) Container/Tube: Preferred:2 Sarstedt CSF False Bottom Tubes 63.614.625 (2.5 mL) Acceptable:Sarstedt 72.703.600 (1.5 mL) or Sarstedt 72.694.600 (2 mL) Specimen Volume:2 tubes; each containing 1.5 to 2.5 mL Collection Instructions: 1. Perform lumbar puncture and discard the first 1 to 2 mL of cerebrospinal fluid (CSF). 2. Collect two tubes of CSF directly into an acceptable collection tube until the tube is at least 50% full. 3. Send CSF specimen in original collection tube.Do not aliquot. Note:Polystyrene collection tubes are not acceptable.Exposure of CSF to polystyrene tubes may result in falsely low Abeta42 concentrations. The Alzheimer's Association consensus protocol for handling of CSF for clinical measurements of Abeta42 and tau recommends using the drip method for CSF collection and directly collecting into a low-bind polypropylene tube. Although some clinicians prefer the syringe pull method due to speed of collection, the drip method reduces the risk of Abeta42 binding to the plastic of any syringe used. 4.Collection instructions can also be found onSpinal Fluid Specimen Collection Instructions for Creutzfeldt-Jakob Disease and Rapidly Progressive Dementia Evaluations(T974). | See Specimen Required | Primary rapid progressive dementia (RPD) occurs in human prion diseases, rapidly progressive types of other neurodegenerative dementias (Lewy Body dementia, Alzheimer disease), autoimmune central nervous system (CNS) disorders and other conditions that involved rapid neuronal damage. Based on data from tertiary medical centers, when there is high clinical suspicion of Creutzfeldt-Jakob disease (CJD), a majority will be proven to be CJD upon autopsy. However, in those where CJD has been ruled out either by additional diagnostic testing or autopsy, the most common differential diagnoses include rapidly progressive Alzheimer disease or autoimmune CNS disease. Distinguishing these diseases is often challenging, and the use of cerebrospinal fluid (CSF) biomarker testing is an important tool in establishing the correct diagnosis. CJD is a rare and fatal neurodegenerative disorder that predominantly affects the brain and is caused by misfolded prion proteins (PrP[Sc]). CJD accounts for more than 90% of human prion diseases. Initial symptom onset is heterogenous but commonly includes rapidly progressive dementia, cerebellar ataxia, and myoclonus. The timeline of symptom progression and the pattern of symptom evolution can be divergent across patients and CJD subtypes, making an accurate diagnosis based on clinical presentation alone challenging. The inclusion of biomarkers with high diagnostic accuracy has improved the differentiation of CJD and related prion diseases from treatable neurological conditions with overlapping phenotypes. Thereal-time quaking-induced conversion (RT-QuIC) assay inCSFhas been established to have strong clinical utility for early and accurate diagnosis of CJD through numerous independent studies. Furthermore, the robustness and reproducibility of the RT-QuIC assay for CJD across laboratories has been demonstrated through international ring trials. The clinical sensitivity and specificity of second-generation RT-QuIC assays in CSF have been consistently reported to be greater than or equal to 92% and greater than or equal to 99%, respectively. Despite the high diagnostic accuracy of the assay,RT-QuIC results should be interpreted in the appropriate clinical context along with other clinical and paraclinical findings. A definitive diagnosis of sporadic prion disease can be established only through neuropathological assessment of brain tissue. Unexpectedly negative RT-QuIC test resultsshould prompt careful consideration of the differential diagnosis.If there is high suspicion of prion disease, repeat RT-QuIC testing may be warranted. A small subset of cases initially negative by RT-QuIC may become positive as the disease progresses.However, RT-QuIC may be persistentlynegative in a small proportion of patients with definite prion disease. False-negative RT-QuIC results are most often encountered in cases of genetic prion disease (eg, fatal familial insomnia and Gerstmann-Straussler-Scheinker disease) and in atypical sporadic prion disease subtypes (eg, MM2 cortical subtype) that have slower indolent disease progression. Other CSF biomarkers have been utilized to support the diagnosis of CJD, including 14-3-3, total Tau measurement, and the ratio of total Tau (t-Tau) to phosphorylated Tau at threonine 181. Recent studies have indicated that the Tau ratio (t-Tau to pT181-Tau or vice versa) has a very high diagnostic accuracy, which exceeds that provided by t-Tau or 14-3-3 enzyme-linked immunosorbent assays (ELISA). In a cohort of probable/definite CJD cases and controls tested utilizing the Roche Total-Tau and p-Tau (threonine 181) Elecsys assays, the optimized cut-off value for total Tau (>393 ng/L) had a clinical sensitivity and specificity of 92.3% and 88.3% for CJD, respectively; and the optimized cut-off value for the t-Tau to p-Tau ratio (>18) has a clinical sensitivity and specificity of 97.4% and 95.9% for CJD, respectively. Importantly, t-Tau or t-Tau to p-Tau ratios utilize assay-dependent cut-off values, and cut-off values from one assay are not transferable to different assay platforms. Alzheimer disease (AD) is the most common cause of dementia. The pathologic changesobserved in the brain of individuals withAD dementia arethe presence of plaques composed ofbeta-amyloid(Abeta) peptides and intracellular neurofibrillary tangles containing hyperphosphorylated Tau(tubulin-associated unit)proteins.Accumulation ofAbetais one target for AD therapeutics. Accumulation of Abeta can be measured by amyloid positron emission tomography (PET) imaging or by measurement ofAbeta42 peptides and certain phosphorylated Tau (such asp-Tau181)proteins in CSF. In particular, the use of thep-Tau181/Abeta42ratio has been shown to be an excellentsurrogate marker of amyloid plaque burden. Abeta42is approximately 4-kDa protein of 42 amino acids that is formed following proteolytic cleavage of a transmembrane protein known as amyloid precursor protein. Due to its hydrophobic nature,Abeta42has the propensity to form aggregates and oligomers. Oligomers form fibrils that accumulate into amyloid plaques. These pathological changes inAbeta42are reflected by the decrease in the CSF concentrations ofAbeta42and/or by the increase in the brain uptake of specific tracers during amyloid-PET. Tau is present as six isoforms in human brain tissue. These isoforms are generated by alternative splicing of the pre-messenger RNA. The t-Tau assay measures all these isoforms. The most common post-translational modification of Tau proteins is phosphorylation. During neurodegeneration, abnormal phosphorylation leads to the formation of intracellular neurofibrillary tangles composed of the Tau protein that has undergone hyperphosphorylation and developed aggregates of hyperphosphorylated Tau proteins called p-Tau. Pathological changes associated with AD are reflected by an increase in the CSF concentrations of t-Tau and p-Tau. Increases in CSF t-Tau concentrations reflect the intensity of the neuronal and axonal damage and degeneration and are associated with a faster progression from mild cognitive impairment (MCI) to AD. Increases in CSF p-Tau concentrations are also associated with a faster progression from MCI to AD with more rapid cognitive decline in patients with AD and in mild AD dementia cases. The p-Tau assay used in this evaluation detects p-Tau at threonine 181. | RT-QuIC PRION, CSF: Negative t-TAU/p-TAU: < or =18 p-TAU/ABETA 42: < or =0.028 BETA-AMYLOID (1-42) (Abeta42): >834 pg/mL TOTAL TAU: < or =238 pg/mL (Alzheimer disease) < or =393 pg/mL (Creutzfeldt-Jakob disease) PHOSPHORYLATED TAU 181: < or =21.6 pg/mL | An interpretive report will be provided when no abnormal results are detected. When abnormal results are detected, a detailed interpretation is given, including an overview of the results and of their significance, a correlation to available clinical information, elements of differential diagnosis and recommendations for patient management resources. | These test results should be interpreted in the appropriate clinical context along with other clinical and paraclinical findings. Only through neuropathological assessment of brain tissue can a definitive diagnosis of sporadic prion disease be established. Some molecular subtypes of prion protein have been reported to have lower detectability by the real-time quaking-induced conversion (RT-QuIC) assay. Even small quantities of blood in CSF can result in false-negative RT-QuIC results. The presence of fluorescent substances may interfere with testing and prevent the accurate interpretation of the RT-QuIC assay. Careful consideration of the differential diagnosis is advised when RT-QuIC test results are unexpectedly negative. Repeat testing with RT-QuIC may be warranted if there is high suspicion of prion disease. A small subset of initially negative cases by RT-QuIC may become positive as the disease progresses. However, a small proportion of patients with definitive prion disease may be persistently negative by RT-QuIC. False-negative RT-QuIC results are most often encountered in cases of genetic prion disease, such as fatal familial insomnia and Gerstmann-Straussler-Scheinker, and in atypical sporadic prion disease subtypes that have slower indolent disease progression. Improper specimen handling orinterindividual differences in overall concentration of Abeta peptideproduction may yield an abnormally low Abeta42 in the context of a normal p-Tau181/Abeta42 ratio. Results should be interpreted in combination with other clinical information. Exposure of cerebrospinal fluid to polystyrene tubes can reduce concentrations of the amyloid Abeta42 by as much as 20% to 50% due to adherence of the sticky amyloid protein to polystyrene tube surface material, potentially altering clinical interpretation, including the p-Tau181/Abeta 42 ratio. P-Tau181 and total Tau protein do not substantially adhere to polystyrene collection tubes. Failure to adhere to the specimen collection instructions provided may result in falsely lowAbeta42concentrations and potential misdiagnosis ofAlzheimer disease. In rare cases, some individuals can develop antibodies to mouse or other animal antibodies (often referred to as human anti-mouse antibodies [HAMA] or heterophile antibodies), which may cause interference in some immunoassays. The presence of antibodies to streptavidin or ruthenium can also rarely occur and may interfere in this assay. Caution should be used in interpretation of results, and the laboratory should be alerted if the result does not correlate with the clinical presentation. | 1. Hermann P, Appleby B, Brandel JP, et al. Biomarkers and diagnostic guidelines for sporadic Creutzfeldt-Jakob disease. Lancet Neurol. 2021;20(3):235-246 2. Rhoads DD, Wrona A, Foutz A, et al. Diagnosis of prion diseases by RT-QuIC results in improved surveillance.Neurology. 2020;95(8):e1017-e1026 3.Hamlin C, Puoti G, Berri S, et al.A comparison of tau and 14-3-3 protein in the diagnosis of Creutzfeldt-Jakob disease. Neurology.2012;79(6):547-552 4. Shir D, Lazar EB, Graff-Radford J, et al. Analysis of clinical features, diagnostic tests, and biomarkers in patients with suspected Creutzfeldt-Jakob disease, 2014-2021.JAMA Netw Open.2022;5(8):e2225098 5. Skillback T, Rosen C, Asztely F, Mattsson N, Blennow K, Zetterberg H. Diagnostic performance of cerebrospinal fluid total tau and phosphorylated tau in Creutzfeldt-Jakob disease: results from the Swedish Mortality Registry. JAMA Neurol. 2014;71(4):476-483 6. Hermann P, Haller P, Goebel S, et al. Total and phosphorylated cerebrospinal fluid Tau in the differential diagnosis of sporadic Creutzfeldt-Jakob disease and rapidly progressive Alzheimer's disease. Viruses. 2022;14(2):276 7.van Harten AC, Wiste HJ, Weigand SD, et al. Detection of Alzheimer's disease amyloid beta 1-42, p-tau, and t-tau assays. Alzheimers Dement. 2022;18(4):635-644. doi:10.1002/alz.12406 8. Campbell MR, Ashrafzadeh-Kian S, Petersen RC, et al. P-tau/AB42 and AB42/40 ratios in CSF are equally predictive of amyloid PET status. Alzheimers Dement (Amst). 2021;13(1):e12190. doi:10.1002/dad2.12190 9. Blennow K, Stomrud E, Zetterberg H, et al. Second-generation Elecsys cerebrospinal fluid immunoassays aid diagnosis of early Alzheimer's disease. Clin Chem Lab Med. 2022;61(2):234-244. doi:10.1515/cclm-2022-0516 10. Jack CR Jr, Bennett DA, Blennow K, et al: NIA-AA Research Framework: Toward a biological definition of Alzheimer's disease. Alzheimers Dement. 2018;14(4):535-562 | Abnormal Prion Protein: This assay is a second-generation seeding aggregation assay known as a real-time quaking-induced conversion assay (RT-QuIC). Briefly, the cerebrospinal fluid (CSF) sample is mixed with reaction buffer that contains fluorescence emitting dye and truncated recombinant hamster prion proteins (amino acids 90-231) in a 96-well black microtiter plate with clear optical bottom. Each 96-well plate includes 2 positive controls and 2 negative controls plus 20 samples. Each sample is tested in 4 replicate wells. At completion of the reaction, if at least one of the reaction wells per sample is scored positive, testing is repeated for that sample. The assay is performed on a BMG Omega FLUOStar instrument.(Orru CD, Groveman BR, Hughson AG, et al. RT-QuIC assays for prion disease detection and diagnostics. Methods Mol Biol. 2017;1658:185-203) Beta-Amyloid (1-42): The Roche cobas assay for determining beta-amyloid (1-42) in CSF uses a sandwich-assay principle. A biotinylated monoclonal beta-amyloid (1-42) antibody and a monoclonal beta-amyloid (1-42) specific antibody labeled with a ruthenium complex react to form a sandwich complex. Streptavidin-coated microparticles are added, and the interaction between biotin and streptavidin allows the complex to become bound to the solid phase. The reaction mixture is then aspirated into the measuring cell, microparticles are captured onto the electrode, and the application of voltage induces chemiluminescent emission, which is measured by a photomultiplier.(Package insert: Elecsys beta-Amyloid (1-42) CSF II. Roche Diagnostics; V 1.0, 12/2022) Total Tau: The Roche cobas assay for determining total Tau in CSF uses a sandwich-assay principle. Two biotinylated monoclonal Tau-specific antibodies and a monoclonal Tau-specific antibody labeled with a ruthenium complex react to form a sandwich complex. Streptavidin-coated microparticles are added, and the interaction between biotin and streptavidin allows the complex to become bound to the solid phase. The reaction mixture is then aspirated into the measuring cell, microparticles are captured onto the electrode, and the application of voltage induces chemiluminescent emission, which is measured by a photomultiplier.(Package insert: Elecsys Total-Tau CSF. Roche Diagnostics; V 2.0, 10/2023) Phospho-Tau: The Roche cobas assay for determining phospho-Tau in CSF uses a sandwich-assay principle. A biotinylated monoclonal antibody specific for phosphorylation at threonine 181 and a monoclonal Tau-specific antibody labeled with a ruthenium complex react to form a sandwich complex. Streptavidin-coated microparticles are added, and the interaction between biotin and streptavidin allows the complex to become bound to the solid phase. The reaction mixture is then aspirated into the measuring cell, microparticles are captured onto the electrode, and the application of voltage induces chemiluminescent emission, which is measured by a photomultiplier.(Package insert: Elecsys Phospho-Tau (181P) CSF. Roche Diagnostics; V 1.0, 12/2022) | 3 to 8 days | 12 months | This test was developed and its performance characteristics determined by Mayo Clinic in a manner consistent with CLIA requirements. It has not been cleared or approved by the US Food and Drug Administration. | 8499983520 x 3 | Rapid Progress Dementia Eval, CSF | 104134-2 | 620377 | RPD Eval Interp, CSF | 69048-7
RSBV | Rare Subepithelial Autoimmune Blistering Disease Variants, Serum | Aiding in the diagnosis of rare subepithelial autoimmune blistering diseases, including anti-laminin 332 pemphigoid, anti-p200 pemphigoid, epidermolysis bullosa acquisita, and systemic bullous lupus erythematosus | Indirect Immunofluorescence | Yes | Rare Subepi Blistering Variants, S | Serum | Supplies:Sarstedt Aliquot Tube, 5 mL (T914) Collection Container/Tube: Preferred:Serum gel Acceptable:Red top Submission Container/Tube:Plastic vial Specimen Volume:2 mL Collection Instructions:Centrifuge and aliquot serum into a plastic vial. | 0.5 mL | Laminin 332 (LM332) pemphigoid is a rare subepithelial autoimmune blistering disease that can affect the conjunctival, esophageal, oral, and genital mucosa and skin. With LM332 pemphigoid, there is a risk of blindness and esophageal stricture, among other serious complications. In addition, approximately 20% to 30% of patients with LM332 pemphigoid have an underlying malignancy driving their mucocutaneous disease. Therefore, it is generally accepted that patients found to have circulating LM332 antibodies should be screened for an occult malignancy. P200 pemphigoid, a rare subepithelial autoimmune blistering disease affecting the skin, shares some clinical characteristics with psoriasis, a much more common inflammatory dermatosis of the skin. However, identification of circulating p200 autoantibodies predicts the development of blisters and portends a worse clinical therapeutic response. Collagen VII autoantibodies are pathogenic in two rare subepithelial autoimmune blistering diseases: epidermolysis bullosa acquisita (EBA) and bullous systemic lupus erythematosus (BSLE). A diagnosis of EBA is confirmed upon identification of circulating autoantibodies to collagen VII and predicts a refractory treatment course. In addition, patients with EBA have a high rate of associated inflammatory bowel disease (IBD), so identification of collagen VII autoantibodies may prompt clinicians to increase surveillance for IBD. In the appropriate clinical context, circulating autoantibodies to collagen VII may support a diagnosis of BSLE. Accurate identification of BSLE is important, as most patients with this condition have severe manifestations of lupus in other organs, such as lupus nephritis. While our immunodermatology laboratory offers another test to detect collagen VII autoantibodies (COL7 / Anti-Collagen type VII, IgG antibodies, Serum), collagen VII is a large protein, rendering autoantibodies against this target immunologically heterogeneous. | Normal patients: Negative | This test panel is comprised of cell-based assays to detect antibodies directed against laminin-332, p200, or collagen VII. This panel's intended in vitro use is as an aid in the diagnosis of rare subepithelial autoimmune blistering diseases, including anti-laminin 332 pemphigoid, anti-p200 pemphigoid, epidermolysis bullosa acquisita, and systemic bullous lupus erythematosus. A positive test result for laminin-332 antibodies may correlate with a diagnosis of laminin-332 pemphigoid in the appropriate clinical setting. Laminin-332 pemphigoid is associated with a higher rate of associated malignancy and ocular mucosal disease than conventional pemphigoid. A positive test result for p200 antibodies may correlate with a diagnosis of p200 pemphigoid in the appropriate clinical setting. P200 pemphigoid can be associated with a more recalcitrant disease course than conventional pemphigoid and may be associated with psoriasis. A positive test result for collagen VII antibodies may correlate with a diagnosis of epidermolysis bullosa acquisita (EBA) or bullous systemic lupus erythematosus (BSLE) in the appropriate clinical setting. EBA can be associated with inflammatory bowel disease and a more recalcitrant disease course in some patients. BSLE is usually associated with systemic lupus erythematosus. Recommend correlation with clinical presentation, histopathologic findings from standard biopsy, direct immunofluorescence from a perilesional biopsy (CIB / Cutaneous Direct Immunofluorescence Assay, Varies), indirect immunofluorescence with IgG (CIFS / Cutaneous Immunofluorescence Antibodies, IgG, Serum), and other testing as clinically indicated. | Results should be interpreted in conjunction with clinical information, histopathologic pattern observed on skin biopsy, results of direct immunofluorescence from a perilesional biopsy, results of indirect immunofluorescence with salt-split skin and esophageal substrates, and other testing as clinically indicated. | 1. Goletz S, Probst C, Komorowski L, et al. A sensitive and specific assay for the serological diagnosis of antilaminin 332 mucous membrane pemphigoid. Br J Dermatol. 2019;180(1):149-156 2. Amber KT, Bloom R, Hertl M. A systematic review with pooled analysis of clinical presentation and immunodiagnostic testing in mucous membrane pemphigoid: association of anti-laminin-332 IgG with oropharyngeal involvement and the usefulness of ELISA. J Eur Acad Dermatol Venereol. 2016;30(1):72-77. doi:10.1111/jdv.13397 3. Ahmed AR, Kalesinskas M, Kooper-Johnson S. Paraneoplastic autoimmune Laminin-332 syndrome (PALS): Anti-Laminin-332 mucous membrane pemphigoid as a prototype. Autoimmun Rev. 2023;22(10):103444. doi:10.1016/j.autrev.2023.103444 4. Seta V, Aucouturier F, Bonnefoy J, et al. Comparison of 3 type VII collagen (C7) assays for serologic diagnosis of epidermolysis bullosa acquisita (EBA). J Am Acad Dermatol. 2016;74(6):1166-1172. doi:10.1016/j.jaad.2016.01.005 5. Kridin K, Kneiber D, Kowalski EH, Valdebran M, Amber KT. Epidermolysis bullosa acquisita: A comprehensive review. Autoimmun Rev. 2019 Aug;18(8):786-795. doi: 10.1016/j.autrev.2019.06.007 6. Holtsche MM Goletz S, von Georg A, et al. Serologic characterization of anti-p200 pemphigoid: Epitope spreading as a common phenomenon. J Am Acad Dermatol. 2021;84(4):1155-1157 7. Lau I, Goletz S, Holtsche MM, et al. Anti-p200 pemphigoid is the most common pemphigoid disease with serum antibodies against the dermal side by indirect immunofluorescence microscopy on human salt-split skin. J Am Acad Dermatol. 2019;81(5):1195-1197 | Biochip slides with transfected cells are overlaid with dilutions of patient’s serum, incubated, covered with fluorescein-conjugated IgG+IgG4 antiserum, and interpreted with a fluorescence microscope.(Unpublished Mayo method) | 1 to 7 days | 30 days | This test was developed and its performance characteristics determined by Mayo Clinic in a manner consistent with CLIA requirements. It has not been cleared or approved by the US Food and Drug Administration. | 86255 | Rare Subepi Blistering Variants, S | In Process | 621404 | Other | 77202-0
FRASP | Raspberry IgG |  | Enzyme Immunoassay (FEIA) | No | Raspberry IgG | Serum | Draw blood in a plain red-top tube(s), serum gel tube(s) is acceptable. Spin down and send 0.5 mL of serum refrigerated in a plastic vial. | 0.5 mL |  | Reference ranges have not been established for food-specific IgG tests. The clinical utility of food-specific IgG tests has not been established. These tests can be used in special clinical situations to select foods for evaluation by diet elimination and challenge in patients who have food-related complaints. It should be recognized that the presence of food-specific IgG alone cannot be taken as evidence of food allergy and only indicates immunologic sensitization by the food allergen in question. This test should only be ordered by physicians who recognize the limitations of the test. |  |  |  |  | 3 to 7 days |  | This test was developed and its performance characteristics determined by Viracor Eurofins. It has not been cleared or approved by the U.S. Food and Drug Administration. | 86001 | Raspberry IgG | 7656-2 | FRASP | Raspberry IgG | 7656-2
RASP | Raspberry, IgE, Serum | Establishing the diagnosis of an allergy to raspberry Defining the allergen responsible for eliciting signs and symptoms Identifying allergens: -Responsible for allergic response and/or anaphylactic episode -To confirm sensitization prior to beginning immunotherapy -To investigate the specificity of allergic reactions to insect venom allergens, drugs, or chemical allergens Testing for IgE antibodies is not useful in patients previously treated with immunotherapy to determine if residual clinical sensitivity exists, or in patients in whom the medical management does not depend upon identification of allergen specificity. | Fluorescence Enzyme Immunoassay (FEIA) | Yes | Raspberry, IgE | Serum | Collection Container/Tube: Preferred:Serum gel Acceptable:Red top Submission Container/Tube:Plastic vial Specimen Volume:0.5 mL for every 5 allergens requested Collection Instructions:Centrifuge and aliquot serum into a plastic vial. | For 1 allergen: 0.3 mL For more than 1 allergen: (0.05 mL x number of allergens) + 0.25 mL dead space | Clinical manifestations of immediate hypersensitivity (allergic) diseases are caused by the release of proinflammatory mediators (histamine, leukotrienes, and prostaglandins) from IgE-sensitized effector cells (mast cells and basophils) when cell-bound IgE antibodies interact with an allergen. In vitro serum testing for IgE antibodies provides an indication of the immune response to allergens that may be associated with allergic disease. The allergens chosen for testing often depend upon the age of the patient, history of allergen exposure, season of the year, and clinical manifestations. In individuals predisposed to develop allergic disease, the sequence of sensitization and clinical manifestations proceed as follows: eczema and respiratory disease (rhinitis and bronchospasm) in infants and children less than 5 years due to food sensitivity (milk, egg, soy, and wheat proteins) followed by respiratory disease (rhinitis and asthma) in older children and adults due to sensitivity to inhalant allergens (dust mite, mold, and pollen inhalants). | Class,IgE kU/L,Interpretation, 0,<0.10,Negative, 0/1,0.10-0.34,Borderline/equivocal, 1,0.35-0.69,Equivocal, 2,0.70-3.49,Positive, 3,3.50-17.4,Positive, 4,17.5-49.9,Strongly positive, 5,50.0-99.9,Strongly positive, 6,> or =100,Strongly positive, | Detection of IgE antibodies in serum (class 1 or greater) indicates an increased likelihood of allergic disease as opposed to other etiologies and defines the allergens that may be responsible for eliciting signs and symptoms. The level of IgE antibodies in serum varies directly with the concentration of IgE antibodies expressed as a class score or kU/L. | Testing for IgE antibodies is not useful in patients previously treated with immunotherapy to determine if residual clinical sensitivity exists or in patients in whom the medical management does not depend upon identification of allergen specificity. Some individuals with clinically insignificant sensitivity to allergens may have measurable levels of IgE antibodies in serum, and test results must be interpreted in the clinical context. False-positive results for IgE antibodies may occur in patients with markedly elevated serum IgE (>2500 kU/L) due to nonspecific binding to allergen solid phases. | Homburger HA, Hamilton RG: Allergic diseases. In: McPherson RA, Pincus MR, eds. Henry's Clinical Diagnosis and Management by Laboratory Methods. 23rd ed. Elsevier; 2017:1057-1070 | Specific IgE from the patient's serum reacts with the allergen of interest, which is covalently coupled to an ImmunoCAP. After washing away nonspecific IgE, enzyme-labeled anti-IgE antibody is added to form a complex. After incubation, unbound anti-IgE is washed away, and the bound complex incubated with a developing agent. After stopping the reaction, the fluorescence of the eluate is measured. Fluorescence is proportional to the amount of specific IgE present in the patient's sample (ie, the higher the fluorescence value, the more IgE antibody is present).(Package insert: ImmunoCAP System Specific IgE FEIA. Phadia; Rev 06/2020) | 1 to 3 days | 14 days | This test was developed and its performance characteristics determined by Mayo Clinic in a manner consistent with CLIA requirements. It has not been cleared or approved by the US Food and Drug Administration. | 86003 | Raspberry, IgE | 7656-2 | RASP | Raspberry, IgE | 7656-2
RAT | Rat Epithelium, IgE, Serum | Establishing a diagnosis of an allergy to rat Defining the allergen responsible for eliciting signs and symptoms Identifying allergens: -Responsible for allergic response and/or anaphylactic episode -To confirm sensitization prior to beginning immunotherapy -To investigate the specificity of allergic reactions to insect venom allergens, drugs, or chemical allergens | Fluorescence Enzyme Immunoassay (FEIA) | Yes | Rat Epithelium, IgE | Serum | Collection Container/Tube: Preferred:Serum gel Acceptable:Red top Submission Container/Tube:Plastic vial Specimen Volume:0.5 mL for every 5 allergens requested Collection Instructions:Centrifuge and aliquot serum into a plastic vial. | For 1 allergen: 0.3 mL For more than 1 allergen: (0.05 mL x number of allergens) + 0.25 mL deadspace | Clinical manifestations of immediate hypersensitivity (allergic) diseases are caused by the release of proinflammatory mediators (histamine, leukotrienes, and prostaglandins) from IgE-sensitized effector cells (mast cells and basophils) when cell-bound IgE antibodies interact with an allergen. In vitro serum testing for IgE antibodies provides an indication of the immune response to allergens that may be associated with allergic disease. The allergens chosen for testing often depend upon the age of the patient, history of allergen exposure, season of the year, and clinical manifestations. In individuals predisposed to develop allergic disease, the sequence of sensitization and clinical manifestations proceed as follows: eczema and respiratory disease (rhinitis and bronchospasm) in infants and children less than 5 years due to food sensitivity (milk, egg, soy, and wheat proteins) followed by respiratory disease (rhinitis and asthma) in older children and adults due to sensitivity to inhalant allergens (dust mite, mold, and pollen inhalants). | Class,IgE kU/L,Interpretation, 0,<0.10,Negative, 0/1,0.10-0.34,Borderline/equivocal, 1,0.35-0.69,Equivocal, 2,0.70-3.49,Positive, 3,3.50-17.4,Positive, 4,17.5-49.9,Strongly positive, 5,50.0-99.9,Strongly positive, 6,> or =100,Strongly positive, | Detection of IgE antibodies in serum (class 1 or greater) indicates an increased likelihood of allergic disease as opposed to other etiologies and defines the allergens that may be responsible for eliciting signs and symptoms. The level of IgE antibodies in serum varies directly with the concentration of IgE antibodies expressed as a class score or kU/L. | Testing for IgE antibodies is not useful in patients previously treated with immunotherapy to determine if residual clinical sensitivity exists or in patients in whom the medical management does not depend upon identification of allergen specificity. Some individuals with clinically insignificant sensitivity to allergens may have measurable levels of IgE antibodies in serum, and test results must be interpreted in the clinical context. False-positive results for IgE antibodies may occur in patients with markedly elevated serum IgE (>2500 kU/L) due to nonspecific binding to allergen solid phases. | Homburger HA, Hamilton RG: Allergic diseases. In: McPherson RA, Pincus MR, eds. Henry's Clinical Diagnosis and Management by Laboratory Methods. 23rd ed. Elsevier; 2017:1057-1070 | Specific IgE from the patient's serum reacts with the allergen of interest, which is covalently coupled to an ImmunoCAP. After washing away nonspecific IgE, enzyme-labeled anti-IgE antibody is added to form a complex. After incubation, unbound anti-IgE is washed away, and the bound complex incubated with a developing agent. After stopping the reaction, the fluorescence of the eluate is measured. Fluorescence is proportional to the amount of specific IgE present in the patient's sample (ie, the higher the fluorescence value, the more IgE antibody is present).(Package insert: ImmunoCAP System Specific IgE FEIA. Phadia; Rev 06/2020) | Same day/1 to 3 days | 14 days | This test has been cleared, approved, or is exempt by the US Food and Drug Administration and is used per manufacturer's instructions. Performance characteristics were verified by Mayo Clinic in a manner consistent with CLIA requirements. | 86003 | Rat Epithelium, IgE | 6224-0 | RAT | Rat Epithelium, IgE | 6224-0
RTSP | Rat Serum Protein, IgE, Serum | Establishing a diagnosis of an allergy to rat serum protein Defining the allergen responsible for eliciting signs and symptoms Identifying allergens: -Responsible for allergic response and/or anaphylactic episode -To confirm sensitization prior to beginning immunotherapy -To investigate the specificity of allergic reactions to insect venom allergens, drugs, or chemical allergens | Fluorescence Enzyme Immunoassay (FEIA) | Yes | Rat Serum Protein, IgE | Serum | Collection Container/Tube: Preferred:Serum gel Acceptable:Red top Submission Container/Tube:Plastic vial Specimen Volume:0.5 mL for every 5 allergens requested Collection Instructions:Centrifuge and aliquot serum into a plastic vial. | For 1 allergen: 0.3 mL For more than 1 allergen: (0.05 mL x number of allergens) + 0.25 mL deadspace | Clinical manifestations of immediate hypersensitivity (allergic) diseases are caused by the release of proinflammatory mediators (histamine, leukotrienes, and prostaglandins) from IgE-sensitized effector cells (mast cells and basophils) when cell-bound IgE antibodies interact with an allergen. In vitro serum testing for IgE antibodies provides an indication of the immune response to allergens that may be associated with allergic disease. The allergens chosen for testing often depend upon the age of the patient, history of allergen exposure, season of the year, and clinical manifestations. In individuals predisposed to develop allergic disease, the sequence of sensitization and clinical manifestations proceed as follows: eczema and respiratory disease (rhinitis and bronchospasm) in infants and children less than 5 years due to food sensitivity (milk, egg, soy, and wheat proteins) followed by respiratory disease (rhinitis and asthma) in older children and adults due to sensitivity to inhalant allergens (dust mite, mold, and pollen inhalants). | Class,IgE kU/L,Interpretation, 0,<0.10,Negative, 0/1,0.10-0.34,Borderline/equivocal, 1,0.35-0.69,Equivocal, 2,0.70-3.49,Positive, 3,3.50-17.4,Positive, 4,17.5-49.9,Strongly positive, 5,50.0-99.9,Strongly positive, 6,> or =100,Strongly positive, | Detection of IgE antibodies in serum (class 1 or greater) indicates an increased likelihood of allergic disease as opposed to other etiologies and defines the allergens that may be responsible for eliciting signs and symptoms. The level of IgE antibodies in serum varies directly with the concentration of IgE antibodies expressed as a class score or kU/L. | Testing for IgE antibodies is not useful in patients previously treated with immunotherapy to determine if residual clinical sensitivity exists or in patients in whom the medical management does not depend upon identification of allergen specificity. Some individuals with clinically insignificant sensitivity to allergens may have measurable levels of IgE antibodies in serum, and test results must be interpreted in the clinical context. False-positive results for IgE antibodies may occur in patients with markedly elevated serum IgE (>2500 kU/L) due to nonspecific binding to allergen solid phases. | Homburger HA, Hamilton RG: Allergic diseases. In: McPherson RA, Pincus MR, eds. Henry's Clinical Diagnosis and Management by Laboratory Methods. 23rd ed. Elsevier; 2017:1057-1070 | Specific IgE from the patient's serum reacts with the allergen of interest, which is covalently coupled to an ImmunoCAP. After washing away nonspecific IgE, enzyme-labeled anti-IgE antibody is added to form a complex. After incubation, unbound anti-IgE is washed away, and the bound complex incubated with a developing agent. After stopping the reaction, the fluorescence of the eluate is measured. Fluorescence is proportional to the amount of specific IgE present in the patient's sample (ie, the higher the fluorescence value, the more IgE antibody is present).(Package insert: ImmunoCAP System Specific IgE FEIA. Phadia; Rev 06/2020) | Same day/1 to 3 days | 14 days | This test has been cleared, approved, or is exempt by the US Food and Drug Administration and is used per manufacturer's instructions. Performance characteristics were verified by Mayo Clinic in a manner consistent with CLIA requirements. | 86003 | Rat Serum Protein, IgE | 6225-7 | RTSP | Rat Serum Protein, IgE | 6225-7
RTUP | Rat Urine Protein, IgE, Serum | Establishing a diagnosis of an allergy to rat urine protein Defining the allergen responsible for eliciting signs and symptoms Identifying allergens: -Responsible for allergic response and/or anaphylactic episode -To confirm sensitization prior to beginning immunotherapy -To investigate the specificity of allergic reactions to insect venom allergens, drugs, or chemical allergens | Fluorescence Enzyme Immunoassay (FEIA) | Yes | Rat Urine Protein, IgE | Serum | Collection Container/Tube: Preferred:Serum gel Acceptable:Red top Submission Container/Tube:Plastic vial Specimen Volume:0.5 mL for every 5 allergens requested Collection Instructions:Centrifuge and aliquot serum into a plastic vial. | For 1 allergen: 0.3 mL For more than 1 allergen: (0.05 mL x number of allergens) + 0.25 mL deadspace | Clinical manifestations of immediate hypersensitivity (allergic) diseases are caused by the release of proinflammatory mediators (histamine, leukotrienes, and prostaglandins) from IgE-sensitized effector cells (mast cells and basophils) when cell-bound IgE antibodies interact with an allergen. In vitro serum testing for IgE antibodies provides an indication of the immune response to allergens that may be associated with allergic disease. The allergens chosen for testing often depend upon the age of the patient, history of allergen exposure, season of the year, and clinical manifestations. In individuals predisposed to develop allergic disease, the sequence of sensitization and clinical manifestations proceed as follows: eczema and respiratory disease (rhinitis and bronchospasm) in infants and children less than 5 years due to food sensitivity (milk, egg, soy, and wheat proteins) followed by respiratory disease (rhinitis and asthma) in older children and adults due to sensitivity to inhalant allergens (dust mite, mold, and pollen inhalants). | Class,IgE kU/L,Interpretation, 0,<0.10,Negative, 0/1,0.10-0.34,Borderline/equivocal, 1,0.35-0.69,Equivocal, 2,0.70-3.49,Positive, 3,3.50-17.4,Positive, 4,17.5-49.9,Strongly positive, 5,50.0-99.9,Strongly positive, 6,> or =100,Strongly positive, | Detection of IgE antibodies in serum (class 1 or greater) indicates an increased likelihood of allergic disease as opposed to other etiologies and defines the allergens that may be responsible for eliciting signs and symptoms. The level of IgE antibodies in serum varies directly with the concentration of IgE antibodies expressed as a class score or kU/L. | Testing for IgE antibodies is not useful in patients previously treated with immunotherapy to determine if residual clinical sensitivity exists or in patients in whom the medical management does not depend upon identification of allergen specificity. Some individuals with clinically insignificant sensitivity to allergens may have measurable levels of IgE antibodies in serum, and test results must be interpreted in the clinical context. False-positive results for IgE antibodies may occur in patients with markedly elevated serum IgE (>2500 kU/L) due to nonspecific binding to allergen solid phases. | Homburger HA, Hamilton RG: Allergic diseases. In: McPherson RA, Pincus MR, eds. Henry's Clinical Diagnosis and Management by Laboratory Methods. 23rd ed. Elsevier; 2017:1057-1070 | Specific IgE from the patient's serum reacts with the allergen of interest, which is covalently coupled to an ImmunoCAP. After washing away nonspecific IgE, enzyme-labeled anti-IgE antibody is added to form a complex. After incubation, unbound anti-IgE is washed away, and the bound complex incubated with a developing agent. After stopping the reaction, the fluorescence of the eluate is measured. Fluorescence is proportional to the amount of specific IgE present in the patient's sample (ie, the higher the fluorescence value, the more IgE antibody is present).(Package insert: ImmunoCAP System Specific IgE FEIA. Phadia; Rev 06/2020) | Same day/1 to 3 days | 14 days | This test has been cleared, approved, or is exempt by the US Food and Drug Administration and is used per manufacturer's instructions. Performance characteristics were verified by Mayo Clinic in a manner consistent with CLIA requirements. | 86003 | Rat Urine Protein, IgE | 6226-5 | RTUP | Rat Urine Protein, IgE | 6226-5
RAVMP | Ravulizumab Monitoring Panel, Serum | Monitoring of complement blockage by ravulizumab Assessing the response to ravulizumab therapy Assessing the need for dose escalation Evaluating the potential for dose deescalation or discontinuation of therapy in remission states Monitoring patients who need to be above a certain ravulizumab concentration in order to improve the odds of a clinical response for therapy optimization | RAVUM: Enzyme-Linked Immunosorbent Assay (ELISA) RAVU: Liquid Chromatography Tandem Mass Spectrometry, High Resolution Accurate Mass (LC-MS/MS HRAM) | Yes | Ravulizumab Monitoring Panel, S | Serum | Patient Preparation: 1. Fasting preferred. 2. Suggest discontinuing natalizumab at least 4 weeks prior to testing for ravulizumabquantitation in serum. Patient should consult the healthcare provider who prescribed this drug to determine if discontinuation is an option. If not, ok to proceed with testing while taking natalizumab. Supplies: Aliquot Tube, 5 mL (T914) Collection Container/Tube: Red top (serum gel/SST arenot acceptable) Submission Container/Tube: 2 Plastic vials Specimen Volume: 2 mL in 2 plastic vials, each vial containing 1 mL Collection Instructions: 1. Draw blood immediately before next scheduled dose. 2. Immediately after specimen collection, place the tube on wet ice. 3. After sample has clotted on wet ice, centrifuge at 4 degrees C and aliquot serum into two 5 mL plastic vials. 4. Freeze specimen within 30 minutes of centrifugation. Sample must be placed on dry ice if not frozen immediately. | 1 mL in 2 plastic vials, each vial containing 0.5 mL | Ravulizumab (Ultomiris, Alexion Pharmaceuticals) is a humanized hybrid monoclonal antibody (IgG2/IgG4) that blocks complement C5 cleavage, thereby preventing the activation of the proinflammatory effects of C5a and the cytolytic effects of the membrane attack complex (MAC) formed by C5b-C9. The dosing regimen for ravulizumab is weight-based, and after a loading dose schedule, the maintenance therapy requires administration intravenously every 8 weeks. Therapy efficacy may be monitored by measuring efficiency of complement blockade. Ravulizumab will affect complement function assays that rely on the formation of the MAC to generate cell lysis. Validation studies performed by Mayo Clinic show that the alternative pathway (AH50) enzyme-linked immunosorbent assay is the most helpful of the complement tests to monitor efficacy of the complement blockage by ravulizumab. Ravulizumab serum concentrations greater than 200 mcg/mL inhibited the AH50 activity completely, and undetectable activity was measured at all subsequent tested concentrations up to 1000 mcg/mL.(1) Some patients whose serum concentrations persist above therapeutic targets with complete complement blockade could benefit from dose deescalation or prolonged infusion intervals. Therapeutic drug monitoring of ravulizumab could result in cost-savings and improved quality of life if target therapeutic concentrations can be achieved with complete complement system blockage at less frequent dosing intervals. | RAVULIZUMAB COMPLEMENT BLOCKAGE: > or =46% normal RAVULIZUMAB: Lower limit of quantitation =5.0 mcg/mL >175 mcg/mL: Therapeutic concentration for paroxysmal nocturnal hemoglobinuria and atypical hemolytic uremic syndrome | Target trough therapeutic concentrations (immediately before next infusion) of ravulizumab are expected to be above 175 mcg/mL for paroxysmal nocturnal hemoglobinuria and atypical hemolytic uremic syndrome. Pharmacodynamic studies of complement blockage may also be recommended for patients undergoing therapy. For the complement blockage monitoring of ravulizumab: -When ravulizumab is present in serum at concentrations around 50 mcg/mL, the results range from 20% to 29% of normal. -When ravulizumab concentrations are around 100 mcg/mL, the results range from below 10% to 13% of normal. -When ravulizumab concentrations are greater than 200 mcg/mL, the results are below the limit of quantitation of the assay (<10% of normal). | The complement blockage assay is a functional test and is dependent on correct sampling, storage, and shipping conditions. Both degradation by temperature and consumption of complement components will lead to falsely low function results. These are difficult to differentiate from real complement dysregulation or blockage, and in the event of poor preanalytical handling, ravulizumab concentrations are a more reliable indicator, as they are not subject to stringent temperature stability. While preanalytic handling can lead to falsely low results, it is far less likely that it would lead to false normal results. Complement testing may be ordered in several circumstances where standard treatment includes plasmapheresis or plasma exchange. The procedure itself, if traumatic, may activate complement and, therefore, may not be a true reflection of the patient's complement system. The recommendation is to collect blood prior to the plasma exchange whenever possible. Functional results inconsistent with the clinical history should be verified with a new blood draw. Specimens should be frozen immediately after collection. Long term stability is optimal when the sample is kept at -70 degrees Celsius or lower prior to testing. Results must be interpreted within the clinical context of the patient. Patients in transition between eculizumab (ECULI / Eculizumab, Serum) and ravulizumab administration will have a result that is the sum of eculizumab plus ravulizumab in circulation. This assay will not clearly differentiate between these specific analytes and must be interpreted with caution. Patients actively undergoing therapy with both natalizumab and ravulizumab (extremely rare scenario) could present with an assay interference. It is suggested patients discuss with their doctors the possibility of discontinuing natalizumab 4 weeks prior to testing. If discontinuation is not possible, it is ok to proceed with testing. This test should not form the sole basis for a diagnosis or treatment decisions. | 1. Willrich MAV, Ladwig PM, Martinez MA, et al. Monitoring ravulizumab effect on complement assays. J Immunol Methods. 2021;490:112944. doi:10.1016/j.jim.2020.112944 2. Go RS, Winters JL, Leung N, et al. Thrombotic microangiopathy care pathway: A consensus statement for the Mayo Clinic Complement Alternative Pathway-Thrombotic Microangiopathy (CAP-TMA) Disease-Oriented Group. Mayo Clin Proc. 2016;91(9):1189-1211 doi:10.1016/j.mayocp.2016.05.015 3. Ardissino G, Tel F, Sgarbanti M, et al. Complement functional tests for monitoring eculizumab treatment in patients with atypical hemolytic uremic syndrome: an update. Pediatr Nephrol. 2018;33(3):457-461 4. Volokhina EB, van de Kar NC, Bergseth G, et al. Sensitive, reliable and easy-performed laboratory monitoring of eculizumab therapy in atypical hemolytic uremic syndrome. Clin Immunol. 2015;160(2):237-243 5. Cataland S, Ariceta G, Chen P, et al. Discordance between free C5 and CH50 complement assays in measuring complement C5 inhibition in patients with aHUS treated with ravulizumab. Blood. 2019;134(Supplement_1):1099 6. Ladwig PM, Barnidge DR, Willrich MA. Quantification of the IgG2/4 kappa monoclonal therapeutic eculizumab from serum using isotype specific affinity purification and microflow LC-ESI-Q-TOF Mass Spectrometry. J Am Soc Mass Spectrom. 2017;28(5):811-817. doi: 10.1007/s13361-016-1566-y 7. Kulasekararaj AG, Hill A, Rottinghaus ST, et al. Ravulizumab (ALXN1210) vs eculizumab in C5-inhibitor-experienced adult patients with PNH: the 302 study. Blood. 2019;133(6):540-549. doi:10.1182/blood-2018-09-876805 8. Stern RM, Connell NT: Ravulizumab. a novel C5 inhibitor for the treatment of paroxysmal nocturnal hemoglobinuria. Ther Adv Hematol. 2019;10:2040620719874728. doi:10.1177/2040620719874728 9. Alexion Pharmaceuticals. BLA 761108-S1 Multi-disciplinary review and evaluation: Ultomiris (ravulizumab-cwvz). FDA; April 2, 2019. Accessed August 7, 2023. Available at www.fda.gov/media/135113/download 10. Vu, T, Meisel, A, Mantegazza, R, et al. Terminal complement inhibitor ravulizumab in generalized myasthenia gravis. N Engl J Med Evid. 2022;1(5):1-12. doi:10.1056/EVIDoa2100066 11. Sridharan M, Go RS, Willrich MAV. Clinical utility and potential cost savings of pharmacologic monitoring of eculizumab for complement-mediated thrombotic microangiopathy. Mayo Clin Proc Innov Qual Outcomes. 2022;6(5):458-464. doi:10.1016/j.mayocpiqo.2022.03.005 | The Wieslab enzyme-linked immunosorbent assay (ELISA) complement assay for the alternative pathway combines principles of the hemolytic assay for complement activation with the use of labeled antibodies specific for neoantigens produced as a result of complement activation. The microtiter plate strips are coated with lipopolysaccharide. Patient serum is diluted in diluent containing specific blocker to ensure that only the alternative pathway is activated. During the first incubation, the diluted patient serum in the wells is activated by the coating. The wells are then washed and C5b-9 (membrane attack complex: MAC) is detected with a specific alkaline phosphatase labeled antibody to the neoantigen expressed during MAC formation. After a final wash, an alkaline phosphatase substrate is added. The amount of alternative pathway complement activity correlates with the color intensity of the solution and is measured in terms of absorbance (optical density).(Nordin JG, Truedsson L, Sjoholm A. New procedure for detection of complement deficiency by ELISA. Analysis of activation pathways and circumvention of rheumatoid factor influence. J Immunol Methods. 1993;166(2):263-270; Frazer-Abel A, Sepiashvili L, Mbughuni MM, Willrich MA. Overview of laboratory testing and clinical presentations of complement deficiencies and dysregulation. Adv Clin Chem. 2016;77:1-75. doi:10.1016/bs.acc.2016.06.001) Ravulizumab concentration is extracted from serum and measured by liquid chromatography high-resolution accurate-mass mass spectrometry.(Unpublished Mayo method) | 3 to 10 days | 14 days | This test was developed and its performance characteristics determined by Mayo Clinic in a manner consistent with CLIA requirements. It has not been cleared or approved by the US Food and Drug Administration. | 8029986161 | Ravulizumab Monitoring Panel, S | 101923-1 | 619952 | Ravulizumab Interpretation | 59462-2
RAVU | Ravulizumab, Serum | Assessing the response to ravulizumab therapy Assessing the need for dose escalation Evaluating the potential for dose deescalation or discontinuation of therapy in remission states Monitoring patients who need to be above a certain ravulizumab concentration in order to improve the odds of a clinical response for therapy optimization This test isnot usefulas the sole basis for a diagnosis or treatment decisions | Liquid Chromatography Tandem Mass Spectrometry, High Resolution Accurate Mass (LC-MS/MS HRAM) | Yes | Ravulizumab, S | Serum | Patient Preparation:Suggest discontinuing natalizumab at least 4 weeks prior to testing for ravulizumab quantitation in serum. Patient should consult the healthcare provider who prescribed this drug to determine if discontinuation is an option. If not, ok to proceed with testing while taking natalizumab. Collection Container/Tube: Preferred:Red top Acceptable:Serum gel Submission Container/Tube:Plastic vial Specimen Volume:1 mL Collection Instructions: 1. Draw blood immediately before next scheduled dose. 2. Immediately after specimen collection, place the tube on wet ice. 3. After specimen has clotted on wet ice, centrifuge at 4 degrees C and aliquot serum into a plastic vial. 4. Freeze specimen within 30 minutes of centrifugation. Specimen must be placed on dry ice if not frozen immediately. | 0.5 mL | Ravulizumab (Ultomiris, Alexion Pharmaceuticals) is a humanized monoclonal IgG2/4 kappa antibody therapeutic directed against the complement component 5 (C5). By association with C5, ravulizumab inhibits the terminal complement pathway through simultaneous blockade of the generation of the potent prothrombotic and proinflammatory molecule, C5a, and the formation of membrane attack complex initiator, C5b. Since ravulizumab demonstrated noninferiority to eculizumab in clinical trials for both paroxysmal nocturnal hemoglobinuria and atypical hemolytic uremic syndrome (aHUS), there is likelihood of patients being moved from eculizumab to ravulizumab therapy. Ravulizumab is a longer-acting hybrid IgG2/IgG4 therapeutic monoclonal antibody (145 kDa). Its sequence is very similar to eculizumab (148 kDa), except for a 4 amino acid difference in the heavy chain of the molecule. Eculizumab binds to C5 in the intravascular space and, after the resulting eculizumab-C5 complex is taken up by endothelial cells, it is degraded in the endosomes. In order to increase its half-life, two changes were made to ravulizumab: 2 amino acids substituted in the constant region give ravulizumab more affinity for the Brambell receptor (FcRn), which recycles IgG instead of degrading it. The other 2 amino acid changes are in the variable region of the heavy chain, changing the affinity of the Fab fraction for C5, making it possible for C5 to be released from ravulizumab before it is recycled, so that C5 is left alone inside the endosome to be degraded. Eculizumab is administered as a standard (non-weight based) dose for approved conditions. Ravulizumab's key improvements over eculizumab include a longer half-life, leading to intravenous infusions every 8 weeks instead of every 2 weeks, along with a weight-based dosing schedule that further personalizes therapy regimens. Some patients who persist with serum concentrations above therapeutic targets with complete complement blockade could benefit from dose deescalation or prolonged infusion intervals and visit the clinic for infusions less frequently than the US Food and Drug Administration-label recommendation. Therapeutic drug monitoring of ravulizumab could result in cost-savings and improved quality of life if target therapeutic concentrations can be achieved with complete complement system blockage at less frequent dosing intervals. Ravulizumab trough therapeutic concentration is greater than 175 mcg/mL Complement blockage studies can aid in determining that a therapeutic concentration of the drug has blocked the complement function and subsequent production of sC5b-9. The recommended test for complement blockage evaluation in ravulizumab therapy is the alternative pathway function assay; see AH50 / Alternative Complement Pathway, Functional, Serum. A panel with both ravulizumab concentration and alternative pathway functionis available; see RAVMP /Ravulizumab Monitoring Panel, Serum. | Lower limit of quantitation=5.0 mcg/mL >175 mcg/mL-Therapeutic concentration for paroxysmal nocturnal hemoglobinuria and atypical hemolytic uremic syndrome | Target trough therapeutic concentrations (immediately before next infusion) of ravulizumab are expected to be above 175 mcg/mL for paroxysmal nocturnal hemoglobinuria and atypical hemolytic uremic syndrome. Pharmacodynamic studies of complement blockage may also be recommended for patients undergoing therapy. | Results must be interpreted within the clinical context of the patient. Patients in transition between eculizumab (ECULI / Eculizumab, Serum) and ravulizumab administrationwill have a result that is the sum of eculizumab plus ravulizumab in circulation. This assay will not clearly differentiate between these specific analytes and must be interpreted with caution. Patients actively undergoing therapy with both natalizumab and ravulizumab (extremely rare scenario) could present as assay interference. It is suggested patients discuss with their doctors the possibility of discontinuing natalizumab 4 weeks prior to testing. If discontinuation is not possible, it is ok to proceed with testing. This test should not form the sole basis for a diagnosis or treatment decisions. | 1. Willrich MA, Murray DL, Barnidge DR, Ladwig PM, Snyder MR. Quantitation of infliximab using clonotypic peptides and selective reaction monitoring by LC-MS/MS. Int Immunopharmacol. 2015;28(1):513-520. doi:10.1016/j.intimp.2015.07.007 2. Ladwig PM, Barnidge DR, Willrich MA. Quantification of the IgG2/4 kappa monoclonal therapeutic eculizumab from serum using isotype specific affinity purification and microflow LC-ESI-Q-TOF Mass Spectrometry. J Am Soc Mass Spectrom. 2017;28(5):811-817. doi:10.1007/s13361-016-1566-y 3.Ladwig PM, Barnidge DR, Willrich MA. Mass spectrometry approaches for identification and quantitation of therapeutic monoclonal antibodies in the clinical laboratory. Clin Vaccine Immunol. 2017;24(5). doi:10.1128/CVI.00545-16 4. Sridharan M, Willrich MA, Go R. Personalized dosing of eculizumab using C5 functional activity and eculizumab level in complement-mediated thrombotic microangiopathy: A safe and cost-saving approach. Presented at XXVIII Congress of the International Society on Thrombosis and Haemostasis; July 12-14, 2020; Virtual ISTH 2020 5. Kulasekararaj AG, Hill A, Rottinghaus ST, et al. Ravulizumab (ALXN1210) vs eculizumab in C5-inhibitor-experienced adult patients with PNH: the 302 study. Blood. 2019;133(6):540-549. doi:10.1182/blood-2018-09-876805 6. Stern RM, Connell NT. Ravulizumab: a novel C5 inhibitor for the treatment of paroxysmal nocturnal hemoglobinuria. Ther Adv Hematol. 2019;10:2040620719874728. doi:10.1177/2040620719874728 7. Alexion Pharmaceuticals. BLA 761108-S1 Multi-disciplinary review and evaluation: Ultomiris (ravulizumab-cwvz). FDA; April 2, 2019. Accessed August 31, 2023. Available at www.fda.gov/media/135113/download | Ravulizumab is extracted from serum and measured by liquid chromatography high-resolution accurate-mass mass spectrometry.(Unpublished Mayo method) | 3 to 9 days | 14 days | This test was developed and its performance characteristics determined by Mayo Clinic in a manner consistent with CLIA requirements. It has not been cleared or approved by the US Food and Drug Administration. | 80299 | Ravulizumab, S | 97184-6 | 609420 | Ravulizumab, S | 97184-6
NGSFX | Reanalysis of Acute Myeloid Leukemia 4- or 11- Gene Panels, Additional Genes | Comprehensive reanalysis of a larger set of genes/gene regions when a more targeted gene panel was previously performed in this laboratory Evaluation of known or suspected hematologic neoplasms, specifically of myeloid origin (eg, acute myeloid leukemia, myelodysplastic syndrome, myeloproliferative neoplasm, myelodysplastic/myeloproliferative neoplasm, unexplained cytopenias) at the time of diagnosis or possibly disease relapse, to help determine diagnostic classification and provide prognostic or therapeutic information for helping guide clinical management Determine the presence of new clinically important gene mutation changes at relapse | Only orderable as a reflex. For more information, see: -NGAMT / Acute Myeloid Leukemia, Therapeutic Gene Mutation Panel (FLT3, IDH1, IDH2, TP53) Next-Generation Sequencing, Varies -NGAML / Acute Myeloid Leukemia, 11-Gene Panel, Varies. Next-Generation Sequencing (NGS) | Yes | Reanalysis, AML 4 or 11 Gene Panel | Only orderable as a reflex. Reflex testing is available upon request within 6 months of original NGAMT / Acute Myeloid Leukemia, Therapeutic Gene Mutation Panel (FLT3,IDH1,IDH2,TP53), Next Generation Sequencing, Varies or NGAML / Acute Myeloid Leukemia, 11-Gene Panel, Varies sample submission. | No additional specimen is required. This is a bioinformatics review of additional gene regions not analyzed in the previously ordered NGAMT/ Acute Myeloid Leukemia, Therapeutic Gene Mutation Panel (FLT3,IDH1,IDH2,TP53), Next-Generation Sequencing or NGAML / Acute Myeloid Leukemia, 11-Gene Panel. Call 800-533-1710 for assistance with ordering. |  | Next-generation sequencing is a comprehensive molecular diagnostic methodology that can interrogate multiple regions of genomic tumor DNA in a single assay. Many hematologic neoplasms are characterized by morphologic or phenotypic similarities but can have characteristic somatic mutations in many genes that enable more specific categorization. In addition, many myeloid neoplasms lack a clonal cytogenetic finding at diagnosis (normal karyotype) but can be diagnosed or confirmed and classified according to the gene mutation profile. Patients with unexplained cytopenias may harbor acquired genetic alterations in hematopoietic cells (clonal cytopenias of uncertain significance), which may carry the risk of developing overt myeloid malignancies. The presence and pattern of gene mutations in known or suspected myeloid neoplasm can provide critical diagnostic, prognostic, and therapeutic information to help guide management for the patient’s physician. | Only orderable as a reflex. For more information, see: -NGAMT / Acute Myeloid Leukemia, Therapeutic Gene Mutation Panel (FLT3,IDH1,IDH2,TP53), Next-Generation Sequencing, Varies -NGAML / Acute Myeloid Leukemia, 11-Gene Panel, Varies. | Detailed variant assessment and interpretive comments will be provided for all reportable genetic alterations. If this test is ordered in the setting of erythrocytosis and suspicion of polycythemia vera, interpretation requires correlation with a concurrent or recent prior bone marrow evaluation. | This test is a targeted next-generation sequencing (NGS) assay that encompasses 47 genes with variable full exon, partial region (including select intronic or non-coding regions), or hot spot coverage (depending on specific locus). Therefore, this test will not detect other genetic abnormalities in genes or regions outside the specified target areas. The test detects single base substitutions (ie, point mutations) as well as small insertion or deletion type events, but it does not detect gene rearrangements (i.e., translocations), gene fusions, copy number alterations, or large scale (segmental chromosome region) deletions and complex changes. This assay does not distinguish between somatic and germline alterations in analyzed gene regions, particularly with variant allele frequencies near 50% or 100%. If nucleotide alterations in genes associated with germline variant syndromes are present and there is a strong clinical suspicion or family history of malignant disease predisposition, additional genetic testing and appropriate counseling may be indicated. A low incidence of gene mutations associated with myeloid neoplasms can be detected in nonmalignant hematopoietic cells in individuals with advancing age (clonal hematopoiesis of indeterminate potential), and these may not be clearly distinguishable from tumor-associated mutations. Some apparent mutations classified as variants of uncertain significance may represent rare or low-frequency polymorphisms. Prior treatment for hematologic malignancy could affect the results obtained in this assay. In particular, a prior allogeneic hematopoietic stem cell transplant may cause difficulties in resolving somatic or polymorphic alterations or assigning variant calls correctly to donor and recipient fractions if pertinent clinical or laboratory information (eg, chimerism engraftment status) is not provided. The finding of a genetic alteration does not necessarily indicate the presence of a myeloid neoplasm. Correlation with clinical, histopathologic, and additional laboratory findings is required for final interpretation of NGS results and is the responsibility of the managing physician. | 1. National Comprehensive Cancer Network (NCCN): NCCN Guidelines: Acute Myeloid Leukemia. NCCN; Version 2.2022 Available at www.nccn.org/guidelines/guidelines-detail?category=1&id=1411 2. National Comprehensive Cancer Network (NCCN): NCCN Guidelines: Myeloproliferative Neoplasms. NCCN; Version 2.2022. Available at www.nccn.org/guidelines/guidelines-detail?category=1&id=1477 3. National Comprehensive Cancer Network (NCCN): NCCN Guidelines: Myelodysplastic Syndromes. NCCN; Version 3.2022. Available at www.nccn.org/guidelines/guidelines-detail?category=1&id=1446 4. He R, Chiou J, et al: Molecular markers demonstrate diagnostic and prognostic value in the evaluation of myelodysplastic syndromes in cytopenia patients. Blood Cancer J. 2022 Jan 25;12(1):12. doi: 10.1038/s41408-022-00612-w 5. Malcovati L, Gallì A, et al: Clinical significance of somatic mutation in unexplained blood cytopenia. Blood. 2017 Jun 22;129(25):3371-3378. doi: 10.1182/blood-2017-01-763425 6. DiNardo CD, Stein EM, et al: Durable remissions with ivosidenib in IDH1-mutated relapsed or refractory AML. N Engl J Med. 2018 Jun 21;378(25):2386-2398. doi: 10.1056/NEJMoa1716984 7. Stein EM, DiNardo CD, et al: Molecular remission and response patterns in patients with mutant-IDH2 acute myeloid leukemia treated with enasidenib. Blood. 2019 Feb 14;133(7):676-687. doi: 10.1182/blood-2018-08-869008 8. Döhner H, Estey E, et al: Diagnosis and management of AML in adults: 2017 ELN recommendations from an international expert panel. Blood. 2017 Jan 26;129(4):424-447. doi: 10.1182/blood-2016-08-733196 9. Smith CC: The growing landscape of FLT3 inhibition in AML. Hematology Am Soc Hematol Educ Program. 2019 Dec 6;2019(1):539-547. doi: 10.1182/hematology.2019000058 10. Kennedy JA, Ebert BL: Clinical implications of genetic mutations in myelodysplastic syndrome. J Clin Oncol. 2017 Mar 20;35(9):968-974. doi: 10.1200/JCO.2016.71.0806 11. Daver N, Schlenk RF, Russell NH, Levis MJ: Targeting FLT3 mutations in AML: review of current knowledge and evidence. Leukemia. 2019 Feb;33(2):299-312. doi: 10.1038/s41375-018-0357-9 12. Swerdlow SH, Campo E, Harris NL, et al: WHO classification of tumours of hematopoietic and lymphoid tissues. IARC Press; 2017 | This analysis requires eitherNGAMT / Acute Myeloid Leukemia, Therapeutic Gene Mutation Panel (FLT3,IDH1,IDH2,TP53), Next-Generation Sequencing Varies or NGAML / Acute Myeloid Leukemia, 11-Gene Panel, Variesto have been previously performed at Mayo Clinic Laboratories within the last 6 months. An extended bioinformatics analysis is performed on the original data by a bioinformatics pipeline, and a variant call file is generated for final analysis and reporting of any additional disease-causing variants within genomic target regions present in the larger NGSHM / Myeloid Neoplasms, Comprehensive OncoHeme Next-Generation, Varies.(Unpublished Mayo method) | 16 to 21 days |  | This test was developed and its performance characteristics determined by Mayo Clinic in a manner consistent with CLIA requirements. It has not been cleared or approved by the US Food and Drug Administration. | 81450 | Reanalysis, AML 4 or 11 Gene Panel | 99961-5 | 601692 | Disclaimer | 62364-5
NCYB | Recessive Congenital Methemoglobinemia, CYB5 and CYB5 Reductase Genetic Analysis, Next-Generation Sequencing, Varies | Providing a genetic evaluation for patients with a personal or family history suggestive of recessive congenital methemoglobinemia Genotype confirmation of borderline cytochrome b5 reductase (methemoglobin reductase: METR) enzyme activity levels Identifying variants within the CYB5 and CYB5 reductase genes (CYB5A,CYB5R3) allowing for further genetic counseling | Sequence Capture and Targeted Next-Generation Sequencing (NGS) followed by Polymerase Chain Reaction (PCR) and Sanger Sequencing. | Yes | CYB5 and CYB5 Reductase, NGS | Genetic testing for congenital methemoglobinemia is indicated if: | Specimen Type:Whole blood Patient Preparation:A previous bone marrow transplant from an allogenic donor will interfere with testing. Call 800-533-1710 for instructions for testing patients who have received a bone marrow transplant. Container/Tube: Preferred:Lavender top (EDTA) Acceptable:Yellow top (ACD) Specimen Volume:3 mL Collection Instructions: 1. Invert several times to mix blood. 2. Send whole blood specimen in original tube.Do not aliquot. Specimen Stability Information:Ambient (preferred) 4 days/Refrigerated | 1 mL | Methemoglobin forms when the hemoglobin (Hb) molecule contains iron in the ferric (Fe3[+]) form, which cannot carry oxygen. Methemoglobin is converted back to the functional ferrous state (Fe2[+]) by the enzyme cytochrome b5 reductase (methemoglobin reductase). Methemoglobinemia can be hereditary or acquired and is present when methemoglobin levels exceed the normal range. Acquired methemoglobinemia results after toxic exposure to nitrates and nitrites/nitrates (fertilizer, nitric oxide), topical anesthetics ("caines"), dapsone, naphthalene (moth balls/toilet deodorant cakes), and industrial use of aromatic compounds (aniline dyes). Congenital methemoglobinemias are rare and are characterized by lifelong cyanosis. They are due either to an intrinsic structural disorders of hemoglobin, called M-Hbs (autosomal dominant inheritance)(1,2); or a deficiency of cytochrome b5 reductase (methemoglobin reductase) in erythrocytes (autosomal recessive inheritance). The hemoglobin genes,HBA1/HBA2andHBB, are not assessed in this assay. Recessive congenital methemoglobinemia results from genetic variants in eitherCYB5R3orCYB5Aand is described as type I, type II, or methemoglobinemia and ambiguous genitalia (previously type IV).(1-4) Methemoglobinemia type I results from alterations toCYB5R3with clinical impact exclusive to the red blood cells (erythrocytes) and typically presents as asymptomatic, well tolerated cyanosis. Methemoglobinemia type II also results from alterations toCYB5R3; however, it is due to alterations that lower activity or expression of the enzyme in all tissues. Methemoglobin type II is a more severe condition associated with cyanosis, neurological impairment, and altered lipid metabolism. Methemoglobinemia and ambiguous genitalia (previously type IV) is a very rare autosomal recessive condition caused by deleterious alterations of theCYB5Agene that produce an isolated 17,20-lyase deficiency. In addition to mild to severe methemoglobinemia, individuals with this condition have been reported to have male under-masculinization/ambiguous genitalia and absent/disturbed pubertal development. | An interpretive report will be provided. | All detected variants are evaluated according to American College of Medical Genetics and Genomics recommendations.(5) Variants are classified based on known, predicted, or possible pathogenicity and reported with interpretive comments detailing their potential or known significance. | Clinical Correlations: Test results should be interpreted in the context of clinical findings, family history, and other laboratory data. Misinterpretation of results may occur if the information provided is inaccurate or incomplete. If testing was performed because of a clinically significant family history, it is often useful to first test an affected family member. Detection of a reportable variant in an affected family member would allow for more informative testing of at-risk individuals. To discuss the availability of additional testing options or for assistance in the interpretation of these results, contact the Mayo Clinic Laboratories genetic counselors at 800-533-1710. Technical Limitations: Next-generation sequencing may not detect all types of genomic variants. In rare cases, false-negative or false-positive results may occur. The depth of coverage may be variable for some target regions; assay performance below the minimum acceptable criteria or for failed regions will be noted. Given these limitations, negative results do not rule out the diagnosis of a genetic disorder. If a specific clinical disorder is suspected, evaluation by alternative methods can be considered. There may be regions of genes that cannot be effectively evaluated by sequencing or deletion and duplication analysis as a result of technical limitations of the assay, including regions of homology, high guanine-cytosine (GC) content, and repetitive sequences. Confirmation of select reportable variants will be performed by alternate methodologies based on internal laboratory criteria. This test is validated to detect 95% of deletions up to 75 base pairs (bp) and insertions up to 47 bp. Deletions-insertions (delins) of 40 or more bp, including mobile element insertions, may be less reliably detected than smaller delins. Deletion/Duplication Analysis: This analysis targets single and multi-exon deletions/duplications; however, in some instances, single exon resolution cannot be achieved due to isolated reduction in sequence coverage or inherent genomic complexity. Balanced structural rearrangements (such as translocations and inversions) may not be detected. This test is not designed to detect low levels of mosaicism or to differentiate between somatic and germline variants. If there is a possibility that any detected variant is somatic, additional testing may be necessary to clarify the significance of results. Genes may be added or removed based on updated clinical relevance. For detailed information regarding gene-specific performance and technical limitations, see Method Description or contact a laboratory genetic counselor. If the patient has had an allogeneic hematopoietic stem cell transplant or a recent blood transfusion, results may be inaccurate due to the presence of donor DNA. Call Mayo Clinic Laboratories for instructions for testing patients who have received a bone marrow transplant. Reclassification of Variants: Currently, it is not standard practice for the laboratory to systematically review previously classified variants on a regular basis. The laboratory encourages health care providers to contact the laboratory at any time to learn how the classification of a particular variant may have changed over time. Due to broadening genetic knowledge, it is possible that the laboratory may discover new information of relevance to the patient. Should that occur, the laboratory may issue an amended report. Variant Evaluation: Evaluation and categorization of variants are performed using published American College of Medical Genetics and Genomics and the Association for Molecular Pathology recommendations as a guideline.(5) Other gene-specific guidelines may also be considered. Variants are classified based on known, predicted, or possible pathogenicity and reported with interpretive comments detailing their potential or known significance. Variants classified as benign or likely benign are not reported. Multiple in silico evaluation tools may be used to assist in the interpretation of these results. The accuracy of predictions made by in silico evaluation tools is highly dependent upon the data available for a given gene, and periodic updates to these tools may cause predictions to change over time. Results from in silico evaluation tools should be interpreted with caution and professional clinical judgment. Rarely, incidental or secondary findings may implicate another predisposition or presence of active disease. These findings will be carefully reviewed to determine whether they will be reported. | 1. OMIM: 250800 Methemoglobinemia due to deficiency of methemoglobin reductase. Updated May 20, 2019. Accessed May 19, 2023. Available at www.omim.org/entry/250800?search=250800&highlight=250800 2. OMIM: 250790 Methemoglobinemia and ambiguous genitalia. Updated May 18, 2018. Accessed May 19, 2023. Available at www.omim.org/entry/250790?search=250790&highlight=250790 3.Iolascon A, Bianchi P, Andolfo I, et al. Recommendations for diagnosis and treatment of methemoglobinemia. Am J Hematol. 2021;96(12):1666-1678. doi: 10.1002/ajh.26340 4.Percy MJ, Lappin TR. Recessive congenital methaemoglobinaemia: cytochrome b(5) reductase deficiency. Br J Haematol.2008;141(3):298-308. doi:10.1111/j.1365-2141.2008.07017.x 5. Richards S, Aziz N, Bale S, et al. ACMG Laboratory Quality Assurance Committee: Standards and guidelines for the interpretation of sequence variants: a joint consensus recommendation of the American College of Medical Genetics and Genomics and the Association for Molecular Pathology. Genet Med. 2015;17(5):405-424 | Next-generation sequencing (NGS) and/or Sanger sequencing are performed to test for the presence of variants in coding regions and intron/exon boundaries of theCYB5AandCYB5R3genes, as well as some other regions that have known disease-causing variants. The human genome reference GRCh37/hg19 build was used for sequence read alignment. At least 99% of the bases are covered at a read depth over 30X. Sensitivity is estimated at above 99% for single nucleotide variants, above 94% for deletions-insertions (delins) less than 40 base pairs (bp), above 95% for deletions up to 75 bp and insertions up to 47 bp. NGS and/or a polymerase chain reaction based quantitative method is performed to test for the presence of deletions and duplications in theCYB5AandCYB5R3genes. There may be regions of the genes that cannot be effectively evaluated by sequencing or deletion and duplication analysis as a result of technical limitations of the assay, including regions of homology, high guanine-cytosine (GC) content, and repetitive sequences.(Unpublished Mayo method) The reference transcript forCYB5AisNM_001914.4and the reference transcript forCYB5R3isNM_000398.7. Reference transcript numbers may be updated due to transcript re-versioning. Always refer to the final patient report for gene transcript information referenced at the time of testing. Confirmation of select reportable variants may be performed by alternate methodologies based on internal laboratory criteria. | 28 to 42 days | Whole blood: 2 weeks (if available); Extracted DNA: 3 months | This test was developed and its performance characteristics determined by Mayo Clinic in a manner consistent with CLIA requirements. It has not been cleared or approved by the US Food and Drug Administration. | 81479 | CYB5 and CYB5 Reductase, NGS | 103737-3 | 618990 | Released By | 18771-6
RCVBS | Recoverin-IgG Antibody, Immunoblot, Serum | Evaluating patients with suspected paraneoplastic retinopathy accompanying small cell carcinoma | Immunoblot (IB) | Yes | Recoverin Immunoblot, S | Serum | Collection Container/Tube: Preferred:Red top Acceptable: Serum gel Submission Container/Tube:Plastic vial Specimen Volume:1 mL Collection Instructions:Centrifuge and aliquot serum into a plastic vial. | See Specimen Required | Patients with recoverin autoimmunity present with insidious onset vision change, often night-vision loss, floaters, and constricted vision, that can rapidly progress to blindness. On ophthalmologic examination, there are features of non-inflammatory retinopathy; retinal and optic nerve head pallor/atrophy, constricted visual fields and flat electroretinogram (ERG), but without anterior chamber disease, which is encountered with CRMP-5 paraneoplastic ophthalmitis. Small cell (pulmonary or extrapulmonary) or neuroendocrine carcinoma should be sought. Trials of immunotherapy could be attempted to improve vision, though generally this is not successful. | Negative | Seropositivity is consistent with a diagnosis of paraneoplastic retinopathy. Small cell carcinoma (pulmonary or extrapulmonary) and neuroendocrine carcinoma should be considered. | A negative result does not exclude paraneoplastic retinopathy, other autoimmune retinopathy, or cancer. | 1. McKeon A, Lopez A, Lachance D, et al: Recoverin antibody: Ophthalmologic and oncologic significance. Neurology. 2016;86:(16 Supplement) | Euroline (line-blot from Euroimmun, AG). All steps are performed at ambient temperature (18-28 degrees C) utilizing the EUROBlot One instrument. Diluted patient serum (1:12.5) is added to test strips (strips containing recombinant antigen manufactured and purified using biochemical methods) in individual channels and incubated for 30 minutes. Positive serum samples will bind to the purified recombinant antigen and negative serum samples will not bind. Strips are washed to remove unbound serum antibodies and then incubated with anti-human IgG antibodies (alkaline phosphatase-labelled) and incubated for 30 minutes. The strips are again washed to remove unbound anti-human IgG antibodies and nitroblue tetrazolium chloride/5-bromo-4-chloro-3-indolylphosphate (NBT/BCIP) substrate is added. Alkaline phosphatase enzyme converts the soluble substrate into a colored insoluble product on the membrane to produces a black band. Strips are digitized via picture capture on the EUROBlot One instrument and evaluated with the EUROLineScan software.(Instruction manual: EUROLINE Neuronal Antigens Profile 72 (IgG). EUROIMMUN Medizinische Labordiagnostika AG) | 4 to 6 days | 28 days | This test was developed and its performance characteristics determined by Mayo Clinic in a manner consistent with CLIA requirements. It has not been cleared or approved by the US Food and Drug Administration. | 84182 | Recoverin Immunoblot, S | 83003-4 | 610009 | Recoverin Immunoblot, S | 83003-4
EEEV1 | Red Blood Cell (RBC) Enzyme Evaluation, Blood | Identifying defects of red blood cell enzyme metabolism Evaluating patients with Coombs-negative hemolytic anemia | EEEVI: Medical Interpretation G6PDC, GPIC, PKC, HKC, AKC, PFKC, PGKC, TPIC, GSH, P5NT: Kinetic Spectrophotometry | Yes | RBC Enzyme Evaluation | This is a consultative evaluation in which the case will be evaluated at Mayo Clinic Laboratories. | Container/Tube: Preferred: Yellow top (ACD solution B) Acceptable:Yellow top (ACD solution A) Specimen Volume:12 mL Collection Instructions:Send whole blood specimen in original tube.Do not aliquot. | 5 mL | Erythrocyte (red blood cell) enzyme deficiencies are inherited causes of hemolytic anemia. Some are very common, such as glucose 6-phosphate dehydrogenase (G6PD) deficiency, and others are very rare, found in only a few families around the world. Most are autosomal in inheritance, but some are sex-linked and located on the X chromosome. Most enzyme deficiencies result in chronic nonspherocytic hemolytic anemia of variable severity; however, some, such as G6PD, can be hematologically normal with episodic acute hemolysis due to a trigger event such as medications, toxins, or some foods. The red blood cell (RBC) enzymopathies do not typically show recurrent pathognomonic changes on the peripheral blood smear other than generic features of hemolytic anemia, although some such as pyruvate kinase deficiency can have echinocytes and pyrimidine 5' nucleotidase (P5NT) deficiency is associated with basophilic stippling. RBC enzyme activity levels are best evaluated as a panel as reticulocytosis can mask some deficient states and comparison to the background enzyme activity is useful. This is a consultative evaluation of red cell enzyme activity as a potential cause of early red cell destruction. | Definitive results and an interpretive report will be provided. | A hematopathologist expert in these disorders evaluates the case, and an interpretive report is issued. | Recent transfusion may mask the patient's intrinsic enzyme activity and cause unreliable results. A very high white blood cell count can contribute to interference and falsely raise the activity of some enzymes. Some enzyme deficiency disorders can be masked by reticulocytosis, and comparison of activities of other red blood cell enzymes in this panel can be useful. | 1. Koralkova P, van Solinge WW, van Wijk R. Rare hereditary red blood cell enzymopathies associated with hemolytic anemia - pathophysiology, clinical aspects, and laboratory diagnosis. Int J Lab Hematol. 2014;36(3):388-397 2. Beutler E. Glucose-6-phosphate dehydrogenase deficiency and other enzyme abnormalities. In: Beutler E, Lichtmann MA, Coller BS, Kipps TJ, eds. Hematology. 5th ed. McGraw-Hill Book Company; 1995:564-581 | Glucose-6-Phosphate Dehydrogenase: Glucose-6-phosphate dehydrogenase (G6PD) in a hemolysate catalyzes the oxidation of glucose-6-phosphate to 6-phosphogluconate. Concomitantly, nicotinamide adenine dinucleotide phosphate (NADP[+]) is changed to its reduced form (NADPH), and the reaction is measured spectrophotometrically on an automated chemistry analyzer.(Beutler E. Red Cell Metabolism: A Manual of Biochemical Methods. 3rd ed. Grune and Stratton; 1984:68-71; van Solinge WW, van Wijk. Enzymes of the red blood cell. In: Rifai N, Horvath AR, Wittwer CT, eds. Tietz Textbook of Clinical Chemistry and Molecular Diagnostics. 6th ed. Elsevier; 2018:chap 30) Pyruvate Kinase: Pyruvate kinase catalyzes the phosphorylation of adenosine diphosphate (ADP) to adenosine triphosphate (ATP) by converting phosphoenolpyruvate to pyruvate. The amount of pyruvate formed is quantitated by adding lactate dehydrogenase and reduced nicotinamide adenine dinucleotide (NADH) and measuring the rate of decrease in absorbance spectrophotometrically at 340 nm as the NADH is oxidized to NAD(+) on an automated chemistry analyzer.(Beutler E. Red Cell Metabolism: A Manual of Biochemical Methods. 3rd ed. Grune and Stratton; 1984:68-71; van Solinge WW, van Wijk. Enzymes of the red blood cell. In: Rifai N, Horvath AR, Wittwer CT, eds. Tietz Textbook of Clinical Chemistry and Molecular Diagnostics. 6th ed. Elsevier; 2018:chap 30) Glucose Phosphate Isomerase: Glucose phosphate isomerase interconverts glucose-6-P (G6P) and fructose-6-P (F6P). In this assay, the F6P is then further converted to 6-phosphogluconate (6-PG) through the G6P dehydrogenase (G6PD) reaction resulting in the reduction of NADP(+) to NADPH. The reduction of NADP(+) is measured spectrophotometrically by the increase in absorbance at 340 nm on an automated chemistry analyzer.(Beutler E. Red Cell Metabolism: A Manual of Biochemical Methods. 3rd ed. Grune and Stratton; 1984:40-42; van Solinge WW, van Wijk. Enzymes of the red blood cell. In: Rifai N, Horvath AR, Wittwer CT, eds. Tietz Textbook of Clinical Chemistry and Molecular Diagnostics. 6th ed. Elsevier; 2018:chap 30) Hexokinase: Hexokinase catalyzes the reaction of ATP and glucose to G6P and ADP. In this assay, the formation of G6P is measured by linking its further oxidation to 6-PG to the reduction of NADP(+) through the G6PD reaction. The increase in absorbance, which occurs as NADP(+) is reduced to NADPH, is measured spectrophotometrically at 340 nm on an automated chemistry analyzer.(Beutler E. Red Cell Metabolism: A Manual of Biochemical Methods. 3rd ed. Grune and Stratton;1984:38-40; van Solinge WW, van Wijk. Enzymes of the red blood cell. In: Rifai N, Horvath AR, Wittwer CT, eds. Tietz Textbook of Clinical Chemistry and Molecular Diagnostics. 6th ed. Elsevier; 2018:chap 30) Adenylate Kinase: Adenylate kinase (myokinase) catalyzes the dismutation of ADP into adenosine-5'-monophosphate and ATP. In this assay, the reverse reaction is measured by following the formation of ADP with pyruvate kinase (PK) and lactate dehydrogenase reactions resulting in NADH being oxidized to NAD(+). The decrease in absorbance that occurs as NADH is oxidized is measured spectrophotometrically at 340 nm by an automated chemistry analyzer.(Beutler E. Red Cell Metabolism: A Manual of Biochemical Methods. 3rd ed. Grune and Stratton; 1984:93-95; van Solinge WW, van Wijk. Enzymes of the red blood cell. In: Rifai N, Horvath AR, Wittwer CT, eds. Tietz Textbook of Clinical Chemistry and Molecular Diagnostics. 6th ed. Elsevier; 2018:chap 30) Phosphofructokinase: Phosphofructokinase catalyzes the phosphorylation of F6P by ATP to fructose-1,6-diphosphate (FDP). FDP is then converted to dihydroxyacetone phosphate (DHAP) through subsequent aldolase, and triosephosphate isomerase (TPI) catalyzed reactions. The rate of formation of DHAP is measured by linking its reduction to alpha-glycerophosphate by alpha-glycerophosphate dehydrogenase, which results in the oxidation of NADH to NAD(+). The decrease in absorbance at 340 nm is measured spectrophotometrically as the NADH is oxidized on an automated chemistry analyzer.(Beutler E. Red Cell Metabolism: A Manual of Biochemical Methods. 3rd ed. Grune and Stratton; 1984:pp 68-71; van Solinge WW, van Wijk. Enzymes of the red blood cell. In: Rifai N, Horvath AR, Wittwer CT, eds. Tietz Textbook of Clinical Chemistry and Molecular Diagnostics. 6th ed. Elsevier; 2018:chap 30) Phosphoglycerate Kinase: Phosphoglycerate kinase catalyzes the phosphorylation of ADP to ATP by conversion of 1,3-diphosphoglycerate (1,3-DPG) to 3-phosphoglyceric acid. In this assay, the reaction is driven in the reverse direction. The formation of 1,3-DPG is then measured through the glyceraldehyde phosphate dehydrogenase reaction as 1,3-DPG is converted to glyceraldehyde-3-phosphate (GAP), resulting in the oxidation of NADH to NAD(+). The decrease in absorbance that occurs as NADH is oxidized is measured spectrophotometrically at 340 nm on an automated chemistry analyzer.(Beutler E. Red Cell Metabolism: A Manual of Biochemical Methods. 3rd ed. Grune and Stratton; 1984, pp 53-55; van Solinge WW, van Wijk. Enzymes of the red blood cell. In: Rifai N, Horvath AR, Wittwer CT, eds. Tietz Textbook of Clinical Chemistry and Molecular Diagnostics. 6th ed. Elsevier; 2018:chap 30) Triosephosphate Isomerase: Triosephosphate isomerase (TPI) interconverts GAP and DHAP. The rate of DHAP formation is measured by further converting it to alpha-glycerophosphate by alpha-glycerophosphate dehydrogenase, which results in the oxidation of NADH to NAD(+). The decrease in absorbance that occurs as NADH is oxidized is measured spectrophotometrically at 340 nm on an automated chemistry analyzer.(Beutler E. Red Cell Metabolism: A Manual of Biochemical Methods. Grune and Stratton 1984; van Solinge WW, van Wijk. Enzymes of the red blood cell. In: Rifai N, Horvath AR, Wittwer CT, eds. Tietz Textbook of Clinical Chemistry and Molecular Diagnostics. 6th ed. Elsevier; 2018:chap 30) Glutathione: Virtually all the nonprotein sulfhydryl of red blood cells is in the form of reduced glutathione (GSH). 5,5'-dithiobis (2-nitrobenzoic acid) is a disulfide compound that is readily reduced by sulfhydryl compounds, forming a highly colored yellow anion. The absorbance of this resultant yellow substance is measured by 412 nm and compared to that of a known standard.(Beutler E. Red Cell Metabolism: A Manual of Biochemical Methods. 3rd ed. Grune and Stratton; 1984; Alisik M, Neselioglu S, Erel O. A colorimetric method to measure oxidized, reduced and total glutathione levels in erythrocytes. J Lab Med. 2019:43(5), 269-277. doi:10.1515/labmed-2019-0098) Pyrimidine 5' Nucleotidase: Pyrimidine nucleotides have a spectral absorption curve that is markedly different from that exhibited by (normally present) adenine nucleotides, eg, ATP. The former have a peak at about 270 nm; the latter at about 257 nm. Thus, pyrimidine 5' nucleotidase deficiency may be ascertained by demonstrating a very high spectral absorption maximum of 270 nm in erythrocyte extracts.(Beutler E. Red Cell Metabolism: A Manual of Biochemical Methods. 3rd ed. Grune and Stratton; 1984:100-102; van Solinge WW, van Wijk. Enzymes of the red blood cell. In: Rifai N, Horvath AR, Wittwer CT, eds. Tietz Textbook of Clinical Chemistry and Molecular Diagnostics. 6th ed. Elsevier; 2018:chap 30) | 2 to 13 days | 14 days | This test was developed and its performance characteristics determined by Mayo Clinic in a manner consistent with CLIA requirements. It has not been cleared or approved by the US Food and Drug Administration. | 82955-G6PD Enzyme Activity84087-Glucose phosphate isomerase84220-Pyruvate Kinase Enzyme Activity82657-Hexokinase82657-Adenylate Kinase82657-Phosphofructokinase82657-Phosphoglycerate Kinase82657-Triosephosphate Isomerase82978-Glutathione83915-Pyrimidine 5' Nucleotidase | RBC Enzyme Evaluation | 72695-0 | G6PCL | G6PD Enzyme Activity, B | 32546-4
EEEVI | Red Blood Cell (RBC) Enzyme Interpretation | Interpretation of results for the red blood cell enzyme evaluation Identifying defects of red cell enzyme metabolism Evaluating patients with Coombs-negative hemolytic anemia | Only orderable as part of a profile. For more information see EEEV1 / Red Blood Cell (RBC) Enzyme Evaluation, Blood. Medical Interpretation | Yes | Erythrocyte Enzyme Interpretation | Whole Blood ACD-B |  |  | Erythrocyte enzyme deficiencies are inherited causes of hemolytic anemia. Some are very common, such as glucose 6-phosphate dehydrogenase (G6PD) deficiency, and others are very rare, found in only a few families around the world. Most are autosomal in inheritance, but some are sex-linked and located on the X chromosome. Most enzyme deficiencies result in chronic nonspherocytic hemolytic anemia of variable severity; however, some, such as G6PD, can be hematologically normal with episodic acute hemolysis due to a trigger event such as medications, toxins, or some foods. The red blood cell (RBC) enzymopathies do not typically show recurrent pathognomonic changes on the peripheral blood smear other than generic features of hemolytic anemia, although some such as pyruvate kinase deficiency can have echinocytes and pyrimidine 5' nucleotidase (P5NT) deficiency is associated with basophilic stippling. RBC enzyme activity levels are best evaluated as a panel as reticulocytosis can mask some deficient states and comparison to the background enzyme activity is useful. This is a consultative evaluation of red cell enzyme activity as a potential cause of early red cell destruction. | Only orderable as part of a profile. For more information see EEEV1 / Red Blood Cell (RBC) Enzyme Evaluation, Blood. Definitive results and an interpretive report will be provided. | A hematopathologist expert in these disorders evaluates the case and an interpretive report is issued. | Recent transfusion may mask the patient's intrinsic enzyme activity and cause unreliable results. A very high white blood cell count can contribute to interference and falsely raise the activity for some enzymes. Some enzyme deficiency disorders can be masked by reticulocytosis and comparison of activities of other red blood cell enzyme activities in this panel can be useful. | 1. Koralkova P, van Solinge WW, van Wijk R. Rare hereditary red blood cell enzymopathies associated with hemolytic anemia - pathophysiology, clinical aspects, and laboratory diagnosis. Int J Lab Hematol. 2014;36(3):388-397 2. Beutler E. Glucose-6-phosphate dehydrogenase deficiency and other enzyme abnormalities. In: Beutler E, Lichtmann MA, Coller BS, Kipps TJ, eds. Hematology. 5th ed. McGraw-Hill Book Company; 1995:564-581 | A hematopathologist who is an expert in these disorders evaluates the case and an interpretive report is issued. | 2 to 13 days |  | Not Applicable |  | Erythrocyte Enzyme Interpretation | 59466-3 | 608109 | Reviewed By | 18771-6
NENZ | Red Blood Cell Enzyme Disorders Gene Panel, Next-Generation Sequencing, Varies | Providing a comprehensive genetic evaluation for patients with a personal or family history suggestive of an underlying red blood cell enzymopathy Identifying variants within genes associated with phenotypic severity, allowing for predictive testing and further genetic counseling | Sequence Capture and Targeted Next-Generation Sequencing (NGS) followed by Polymerase Chain Reaction (PCR) and Sanger Sequencing | Yes | RBC Enzyme Sequencing, NGS | Varies | Specimen Type:Whole blood Patient Preparation:A previous bone marrow transplant from an allogenic donor will interfere with testing. Call 800-533-1710 for instructions for testing patients who have received a bone marrow transplant. Container/Tube: Preferred:Lavender top (EDTA) Acceptable:Yellow top (ACD) Specimen Volume:3 mL Collection Instructions: 1. Invert several times to mix blood. 2. Send whole blood specimen in original tube.Do not aliquot. Specimen Stability Information:Ambient (preferred) 4 days/Refrigerated | 1 mL | Next-generation sequencing is a methodology that can interrogate large regions of genomic DNA in a single assay. The presence and pattern of gene variants can provide critical diagnostic, prognostic, and therapeutic information for managing physicians. Mature erythrocytes are dependent upon glycolysis for energy production and the hexose monophosphate shunt for oxidation-reduction stability. Hereditary deficiencies in red blood cell (RBC) enzymes within these pathways cause nonspherocytic hemolytic anemia with variable clinical presentations, therapeutic considerations, and inheritance patterns.(1-3) Most of these deficiencies cause chronic hemolysis with little to no pathognomonic morphologic changes in the peripheral blood smear, making correlation with enzyme activity critical for diagnosis. Some are associated with acute episodic anemia triggered by medications, food, or viral illness. Variable additional symptoms may be present for some deficiency types, including myopathy, neuropathy, and developmental delay. Because a subset of clinically significant RBC enzyme disorders can have indeterminate to normal enzyme activity (masking in the presence of increased reticulocytes), the protein (enzymatic activity) studies are more sensitive when performed as a panel of RBC enzymes, which allows comparison of multiple enzyme activities. This genetic panel can aid in the interpretation of equivocal protein findings and genetically confirm an enzyme deficiency, especially if the patient has been recently transfused with red blood cells. Additionally, there are genes interrogated on this panel for which an enzyme test is not clinically available for correlation. | An interpretive report will be provided. | All detected variants are evaluated according to American College of Medical Genetics and Genomics recommendations.(5) Variants are classified based on known, predicted, or possible pathogenicity and reported with interpretive comments detailing their potential or known significance. | Clinical Correlations: Test results should be interpreted in the context of clinical findings, family history, and other laboratory data. Misinterpretation of results may occur if the information provided is inaccurate or incomplete. If testing was performed because of a clinically significant family history, it is often useful to first test an affected family member. Detection of a reportable variant in an affected family member would allow for more informative testing of at-risk individuals. To discuss the availability of additional testing options or for assistance in the interpretation of these results, contact the Mayo Clinic Laboratories genetic counselors at 800-533-1710. Technical Limitations: Next-generation sequencing may not detect all types of genomic variants. In rare cases, false-negative or false-positive results may occur. The depth of coverage may be variable for some target regions; assay performance below the minimum acceptable criteria or for failed regions will be noted. Given these limitations, negative results do not rule out the diagnosis of a genetic disorder. If a specific clinical disorder is suspected, evaluation by alternative methods can be considered. There may be regions of genes that cannot be effectively evaluated by sequencing or deletion and duplication analysis as a result of technical limitations of the assay, including regions of homology, high guanine-cytosine (GC) content, and repetitive sequences. Confirmation of select reportable variants will be performed by alternate methodologies based on internal laboratory criteria. This test is validated to detect 95% of deletions up to 75 base pairs (bp) and insertions up to 47 bp. Deletions-insertions (delins) of 40 or more bp, including mobile element insertions, may be less reliably detected than smaller delins. Deletion/Duplication Analysis: This analysis targets single and multi-exon deletions/duplications; however, in some instances, single exon resolution cannot be achieved due to isolated reduction in sequence coverage or inherent genomic complexity. Balanced structural rearrangements (such as translocations and inversions) may not be detected. This test is not designed to detect low levels of mosaicism or to differentiate between somatic and germline variants. If there is a possibility that any detected variant is somatic, additional testing may be necessary to clarify the significance of results. Genes may be added or removed based on updated clinical relevance. For detailed information regarding gene specific performance and technical limitations, see Method Description or contact a laboratory genetic counselor. If the patient has had an allogeneic hematopoietic stem cell transplant or a recent blood transfusion, results may be inaccurate due to the presence of donor DNA. Call Mayo Clinic Laboratories for instructions for testing patients who have received a bone marrow transplant. Reclassification of Variants: Currently, it is not standard practice for the laboratory to systematically review previously classified variants on a regular basis. The laboratory encourages healthcare providers to contact the laboratory at any time to learn how the classification of a particular variant may have changed over time. Due to broadening genetic knowledge, it is possible that the laboratory may discover new information of relevance to the patient. Should that occur, the laboratory may issue an amended report. Variant Evaluation: Evaluation and categorization of variants are performed using published American College of Medical Genetics and Genomics and the Association for Molecular Pathology recommendations as a guideline.(5) Other gene-specific guidelines may also be considered. Variants are classified based on known, predicted, or possible pathogenicity and reported with interpretive comments detailing their potential or known significance. Variants classified as benign or likely benign are not reported. Multiple in silico evaluation tools may be used to assist in the interpretation of these results. The accuracy of predictions made by in silico evaluation tools is highly dependent upon the data available for a given gene, and periodic updates to these tools may cause predictions to change over time. Results from in silico evaluation tools should be interpreted with caution and professional clinical judgment. Rarely, incidental or secondary findings may implicate another predisposition or presence of active disease. These findings will be carefully reviewed to determine whether they will be reported. | 1. Orkin SH, Nathan DG, Ginsburg D, et al, eds. Nathan and Oski's Hematology of Infancy and Childhood. 7th ed. Saunders Elsevier; 2009:360-364 2. Iolascon A, Andolfo I, Barcellini W, et al. Recommendations for splenectomy in hereditary hemolytic anemias. Haematologica. 2017;102(8):1304-1313. doi:10.3324/haematol.2016.161166 3. Koralkova P, van Solinge WW, van Wijk R. Rare hereditary red blood cell enzymopathies associated with hemolytic anemia - pathophysiology, clinical aspects, and laboratory diagnosis. Int J Lab Hematol. 2014;36(3):388-397 4. Zanella A, Fermo E, Bianchi P, Chiarelli LR, Valentini G. Pyruvate kinase deficiency: the genotype-phenotype association. Blood Rev. 2007;21(4):217-231. doi:10.1016/j.blre.2007.01.001 5. Richards S, Aziz N, Bale S, et al. ACMG Laboratory Quality Assurance Committee: Standards and guidelines for the interpretation of sequence variants: a joint consensus recommendation of the American College of Medical Genetics and Genomics and the Association for Molecular Pathology. Genet Med. 2015;17(5):405-424 | Next-generation sequencing (NGS) and/or Sanger sequencing are performed to test for the presence of variants in coding regions and intron/exon boundaries of the genes analyzed, as well as other regions that have known disease-causing variants. The human genome reference GRCh37/hg19 build was used for sequence read alignment. At least 99% of the bases are covered at a read depth over 30X. Sensitivity is estimated at above 99% for single nucleotide variants, above 94% for deletions-insertions (delins) less than 40 base pairs (bp), above 95% for deletions up to 75 bp and insertions up to 47 bp. NGS and/or a polymerase chain reaction based quantitative method is performed to test for the presence of deletions and duplications in the genes analyzed. There may be regions of genes that cannot be effectively evaluated by sequencing or deletion and duplication analysis as a result of technical limitations of the assay, including regions of homology, high guanine-cytosine (GC) content, and repetitive sequences.(Unpublished Mayo method) SeeTargeted Genes and Methodology Details for Red Blood Cell Enzyme Disorders Gene Panelfor details regarding the targeted genes analyzed for each test and specific gene regions not routinely covered. Reference transcript numbers may be updated due to transcript re-versioning. Always refer to the final patient report for gene transcript information referenced at the time of testing. Confirmation of select reportable variants may be performed by alternate methodologies based on internal laboratory criteria. Genes analyzed:AK1, ALDOA, G6PD, GCLC, GPI, GSR, GSS, HK1, HMOX1, NT5C3A, PFKM, PGK1, PGLS, PKLR,andTPI1 | 28 to 42 days | Whole blood: 2 weeks (if available); Extracted DNA: 3 months | This test was developed and its performance characteristics determined by Mayo Clinic in a manner consistent with CLIA requirements. It has not been cleared or approved by the US Food and Drug Administration. | 81443 | RBC Enzyme Sequencing, NGS | In Process | 619060 | Released By | 18771-6
NMEM | Red Blood Cell Membrane Disorders Gene Panel, Next-Generation Sequencing, Varies | Providing a comprehensive genetic evaluation for patients with a personal or family history suggestive of a red blood cell (RBC) membrane disorder Second-tier testing for patients in whom previous targeted gene variant analyses were negative for a specific RBC membrane disorder Establishing a diagnosis of a hereditary RBC membrane disorder, allowing for appropriate management and surveillance of disease features based on the gene involved, especially if splenectomy is a consideration(5) Identifying variants within genes associated with phenotypic severity, allowing for predictive testing and further genetic counseling | Sequence Capture and Targeted Next-Generation Sequencing (NGS) followed by Polymerase Chain Reaction (PCR) and Sanger Sequencing | Yes | RBC Membrane Sequencing, NGS | Varies | Specimen Type:Whole blood Patient Preparation:A previous bone marrow transplant from an allogenic donor will interfere with testing. Call 800-533-1710 for instructions for testing patients who have received a bone marrow transplant. Container/Tube: Preferred:Lavender top (EDTA) Acceptable:Yellow top (ACD) Specimen Volume:3 mL Collection Instructions: 1. Invert several times to mix blood. 2. Send whole blood specimen in original tube.Do not aliquot. Specimen Stability Information:Ambient (preferred) 4 days/Refrigerated | 1 mL | Next-generation sequencing is a methodology that can interrogate large regions of genomic DNA in a single assay. The presence and pattern of gene variants can provide critical diagnostic, prognostic, and therapeutic information for managing physicians. This panel aids in the diagnosis and genetic counseling of individuals with red blood cell (RBC) membrane disorders, including hereditary spherocytosis, hereditary elliptocytosis, hereditary pyropoikilocytosis, Southeast Asian ovalocytosis, hereditary stomatocytosis (both overhydrated and dehydrated/hereditary xerocytosis subtypes), and cryohydrocytosis.(1-5) The functional red cell membrane is composed of a cholesterol and phospholipid bilayer anchored by integral proteins to an elastic cytoskeletal network. These interactions form the shape, deformability, and proper ion balance of the cell. Abnormalities in these moieties result in RBC membrane disorders. Hereditary spherocytosis is a common membrane disorder that can be present in all ethnic groups. It is usually associated with visible spherocytes on the peripheral blood smear and can be associated with variable clinical features of hemolysis ranging from mild to severe. Paradoxically, erythrocytosis can occur after splenectomy. Hereditary elliptocytosis (HE) is another fairly common and clinically variable disorder that can range from normal RBC indices, in the large majority of cases, to a minor subset of patients with moderate to severe anemia. Common hereditary elliptocytosis is characterized by the presence of elliptocytes on the peripheral blood smear and the absence of anemia. Variants associated with HE have been reported in widely variable ethnicities with greater prevalence in populations overlapping the malaria belt. Hereditary pyropoikilocytosis is now best classified as a severe form of hereditary elliptocytosis. It is uncommon and presents in early childhood as a severe hemolytic anemia. These disorders are associated with marked poikilocytosis on the peripheral blood smear.(1,2) Hereditary stomatocytosis is an RBC membrane permeability disorder that can manifest as the more common dehydrated hereditary stomatocytosis (DHSt), also known as hereditary xerocytosis (HX), and the rarer overhydrated hereditary stomatocytosis (OHSt) subtypes. These disorders are important to confirm or exclude as splenectomy has been associated with an increased risk for serious venous thrombosis and thromboembolism events and is contraindicated in published guidelines.(5) DHSt/HX manifests variably as mild to compensated anemia to some cases with increased hemoglobin levels. Some patients are asymptomatic, others show hemolysis after even nontraumatic exercise sessions. Others display perinatal edema and susceptibility to iron overload. DHSt/HX is associated with pseudohyperkalemia, increased MCHC (mean corpuscular hemoglobin concentration), and decreased osmotic fragility due to relative dehydration of the red blood cell. OHSt is similarly associated with anemia of variably severity but is associated with increased osmotic fragility due to a relatively overhydrated steady state. | An interpretive report will be provided. | All detected variants are evaluated according to American College of Medical Genetics and Genomics recommendations.(6) Variants are classified based on known, predicted, or possible pathogenicity and reported with interpretive comments detailing their potential or known significance. | Clinical Correlations: Test results should be interpreted in the context of clinical findings, family history, and other laboratory data. Misinterpretation of results may occur if the information provided is inaccurate or incomplete. If testing was performed because of a clinically significant family history, it is often useful to first test an affected family member. Detection of a reportable variant in an affected family member would allow for more informative testing of at-risk individuals. To discuss the availability of additional testing options, or for assistance in the interpretation of these results, contact the Mayo Clinic Laboratories genetic counselors at 800-533-1710. Technical Limitations: Next-generation sequencing may not detect all types of genomic variants. In rare cases, false-negative or false-positive results may occur. The depth of coverage may be variable for some target regions; assay performance below the minimum acceptable criteria or for failed regions will be noted. Given these limitations, negative results do not rule out the diagnosis of a genetic disorder. If a specific clinical disorder is suspected, evaluation by alternative methods can be considered. There may be regions of genes that cannot be effectively evaluated by sequencing or deletion and duplication analysis as a result of technical limitations of the assay, including regions of homology, high guanine-cytosine (GC) content, and repetitive sequences. Confirmation of select reportable variants will be performed by alternate methodologies based on internal laboratory criteria. This test is validated to detect 95% of deletions up to 75 base pairs (bp) and insertions up to 47 bp. Deletions-insertions (delins) of 40 or more bp, including mobile element insertions, may be less reliably detected than smaller delins. Deletion/Duplication Analysis: This analysis targets single and multi-exon deletions/duplications; however, in some instances, single exon resolution cannot be achieved due to isolated reduction in sequence coverage or inherent genomic complexity. Balanced structural rearrangements (such as translocations and inversions) may not be detected. This test is not designed to detect low levels of mosaicism or to differentiate between somatic and germline variants. If there is a possibility that any detected variant is somatic, additional testing may be necessary to clarify the significance of results. For detailed information regarding gene-specific performance and technical limitations, see Method Description or contact a laboratory genetic counselor. If the patient has had an allogeneic hematopoietic stem cell transplant or a recent blood transfusion, results may be inaccurate due to the presence of donor DNA. Call Mayo Clinic Laboratories for instructions for testing patients who have received a bone marrow transplant. Reclassification of Variants: Currently, it is not standard practice for the laboratory to systematically review previously classified variants on a regular basis. The laboratory encourages healthcare providers to contact the laboratory at any time to learn how the classification of a particular variant may have changed over time. Due to broadening genetic knowledge, it is possible that the laboratory may discover new information of relevance to the patient. Should that occur, the laboratory may issue an amended report. Variant Evaluation: Evaluation and categorization of variants are performed using published American College of Medical Genetics and Genomics and the Association for Molecular Pathology recommendations as a guideline.(6) Other gene-specific guidelines may also be considered. Variants are classified based on known, predicted, or possible pathogenicity and reported with interpretive comments detailing their potential or known significance. Variants classified as benign or likely benign are not reported. Multiple in silico evaluation tools may be used to assist in the interpretation of these results. The accuracy of predictions made by in silico evaluation tools is highly dependent upon the data available for a given gene, and periodic updates to these tools may cause predictions to change over time. Results from in silico evaluation tools should be interpreted with caution and professional clinical judgment. Rarely, incidental or secondary findings may implicate another predisposition or presence of active disease. These findings will be carefully reviewed to determine whether they will be reported. | 1. Gallagher PG. Abnormalities of the erythrocyte membrane. Pediatr Clin North Am. 2013;60(6):1349-1362. doi:10.1016/j.pcl.2013.09.001 2. Barcellini W, Bianchi P, Fermo E, et al. Hereditary red cell membrane defects: diagnostic and clinical aspects. Blood Transfus. 2011;9(3):274-277. doi:10.2450/2011.0086-10 3. Zarychanski R, Schulz VP, Houston BL, et al. Mutations in the mechanotransduction protein PIEZO1 are associated with hereditary xerocytosis. Blood. 2012;120(9):1908-1915. doi:10.1182/blood-2012-04-422253 4. Andolfo I, Russo R, Gambale A, Iolascon A. Hereditary stomatocytosis: an underdiagnosed condition. Am J Hematol. 2018;93(1):107-121. doi:10.1002/ajh.24929 5. Iolascon A, Andolfo I, Barcellini W, et al. Recommendations regarding splenectomy in hereditary hemolytic anemias. Haematologica. 2017;102(8):1304-1313. doi:10.3324/haematol.2016.161166 6. Richards S, Aziz N, Bale S, et al. ACMG Laboratory Quality Assurance Committee: Standards and guidelines for the interpretation of sequence variants: a joint consensus recommendation of the American College of Medical Genetics and Genomics and the Association for Molecular Pathology. Genet Med. 2015;17(5):405-424 | Next-generation sequencing (NGS) and/or Sanger sequencing are performed to test for the presence of variants in coding regions and intron/exon boundaries of the genes analyzed, as well as some other regions that have known disease-causing variants. The human genome reference GRCh37/hg19 build was used for sequence read alignment. At least 99% of the bases are covered at a read depth over 30X. Sensitivity is estimated at above 99% for single nucleotide variants, above 94% for deletions-insertions (delins) less than 40 base pairs (bp), above 95% for deletions up to 75 bp, and insertions up to 47 bp. NGS and/or a polymerase chain reaction-based quantitative method is performed to test for the presence of deletions and duplications in the genes analyzed. There may be regions of genes that cannot be effectively evaluated by sequencing or deletion and duplication analysis as a result of technical limitations of the assay, including regions of homology, high guanine-cytosine (GC) content, and repetitive sequences.(Unpublished Mayo method) SeeTargeted Genes and Methodology Details for Red Blood Cell Membrane Disorders Gene Panelfor details regarding the targeted genes analyzed for each test and specific gene regions not routinely covered. Reference transcript numbers may be updated due to transcript re-versioning. Always refer to the final patient report for gene transcript information referenced at the time of testing. Confirmation of select reportable variants may be performed by alternate methodologies based on internal laboratory criteria. Genes analyzed:ABCB6, ANK1, EPB41, EPB42, GYPC, KCNN4, PIEZO1, RHAG, SLC2A1, SLC4A1, SPTA1,andSPTB | 28 to 42 days | Whole blood: 2 weeks (if available); Extracted DNA: 3 months | This test was developed and its performance characteristics determined by Mayo Clinic in a manner consistent with CLIA requirements. It has not been cleared or approved by the US Food and Drug Administration. | 814058147981479 (if appropriate for government payers) | RBC Membrane Sequencing, NGS | 103738-1 | 619074 | Released By | 18771-6
RBCME | Red Blood Cell Membrane Evaluation, Blood | Investigation of suspected red cell membrane disorders, such as hereditary spherocytosis or hereditary pyropoikilocytosis This test isnot useful forhereditary elliptocytosis. | HSEV: Medical Interpretation FRAGO: Osmotic Lysis BND3: Flow Cytometry SMPB: Consultant Review | Yes | RBC Membrane Evaluation, B | Osmotic fragility and eosin-5-maleimide binding (Band3) flow cytometry testing will always be performed. A normal shipping control is necessary to exclude false-positive results due to preanalytical artifact. Testing will be canceled if no shipping control is received or if the shipping control is abnormal. A consultative interpretation will be provided. | A whole blood EDTA specimen, an EDTA shipping control specimen, and 2 well-made peripheral blood smears (Wright stained or fixed in absolute methanol) are requiredfor testing.The shipping control is used to evaluate whether a patient result has been compromised by handling conditions such as temperature, motion, or other transportation interferences. Temperature and handling extremes can adversely impact the integrity of the specimen. Patient: Specimen Type:Whole blood Container/Tube:Lavender top (EDTA) Specimen Volume:4 mL Collection Instructions: 1. Refrigerate specimen immediately after collection. 2. Send whole blood specimen in original tube.Do not aliquot. 3. Rubber band patient specimen and control vial together. Patient: Specimen Type:Slides Container/Tube:Blood smears Specimen Volume:2Well-made peripheral blood smears Collection Instructions: 1. Prepare 2 peripheral blood smears from the EDTA tube collected from the patient. 2. Either stain the smear with Wright stain or fix the smear with absolute methanol prior to shipping. Normal Shipping Control: Specimen Type:Whole blood Container/Tube:Lavender top (EDTA) Specimen Volume:4 mL Collection Instructions: 1. Collect a shipping control specimen from a normal (healthy), unrelated, nonsmoking person at the same time as the patient. 2. Clearlyhand write "normal control"on the outermost label. 3. Refrigerate specimen immediately after collection. 4. Send control specimen in original tube.Do not aliquot. 5. Rubber band patient specimen and control vial together. The control and patient specimens must be handled in the same manner from specimen collection to receipt in the testing laboratory. | Patient whole blood, shipping control: 2 mL; Slides: See Specimen Required | The functional red cell membrane is composed of a cholesterol and phospholipid bilayer anchored by integral proteins to an elastic cytoskeletal network. These interactions form the shape, deformability, and proper ion balance of the cell. Abnormalities in these moieties result in red cell membrane disorders. Hereditary spherocytosis (HS) is a common membrane disorder, which can be present in many ethnic groups. Its prevalence has been estimated at approximately 1 in 3000 persons of Northern European ancestry. It is usually associated with visible spherocytes on the peripheral blood smear and can be associated with variable clinical features of hemolysis ranging from completely compensated to mild to severe. Hereditary elliptocytosis (HE) is another fairly common and clinically variable disorder that can range from normal red blood cell indices in the large majority of cases to rare patients with moderate to severe anemia. Common hereditary elliptocytosis is characterized by the presence of elliptocytes on the peripheral blood smear. Genetic variants associated with HE have been reported in widely variable ethnicities, with greater prevalence in populations overlapping the malaria belt. Hereditary pyropoikilocytosis is best classified as a severe form of hereditary elliptocytosis. It is uncommon and presents in early childhood as a severe hemolytic anemia. These disorders are associated with marked poikilocytosis on the peripheral blood smear.(1,2) Red cell membrane disorders can result from abnormalities involving several red cell membrane proteins, such as band 3, alpha and beta spectrin, protein 4.1, protein 4.2, glycophorin C, and ankyrin. Most often, red cell membrane disorders are diagnosed in childhood, adolescence, or early adult life. The diagnosis of HS is usually made by a combination of patient and family history, laboratory evidence of hemolysis, and review of a peripheral blood smear. The osmotic fragility (OF) test is usually markedly abnormal in HS cases. However, factors such as age, iron status, and medications can affect the OF test. OF is nonspecific and can be increased in acquired disorders, such as autoimmune hemolytic anemia. Coombs testing should be negative prior to ordering this test. The addition of eosin-5-maleimide (EMA) binding (band 3) flow cytometry to this profile increases specificity if a typical moderately decreased pattern is present. Hereditary pyropoikilocytosis can have normal or only mildly increased OF results and often displays a very dim and sometimes dual peak pattern with EMA-binding testing. Common hereditary elliptocytosis cases are not discriminated from normal patients in either OF and EMA binding testing, and this profiledoes notadd confirmatory information for HE. | > or =12 months: 0.50 g/dL NaCl (unincubated):3-53% hemolysis 0.60 g/dL NaCl (incubated):14-74% hemolysis 0.65 g/dL NaCl (incubated):4-40% hemolysis 0.75 g/dL NaCl (incubated):1-11% hemolysis NaCl = sodium chloride An interpretive report will be provided. Reference values have not been established for patients who are younger than 12 months of age. | An interpretive report will be provided. | Interfering factors: -Recent transfusion -Oral contraceptives -H2 blockers Infrequently, other hemolytic disorders may also be associated with positive osmotic fragility results, as in patients with congenital nonspherocytic hemolytic anemia due to glucose-6-phosphate dehydrogenase or pyruvate kinase deficiency.Eosin-5-maleimide (EMA)binding (band 3) results can be masked by reticulocytosis. Results must be interpreted within the clinical, familial, and peripheral blood smear findings. Patients with an immunohemolytic anemia or who have recently received a blood transfusion may also have increased red blood cell lysis. The shipping control specimen is required to adequately interpret these cases, as temperature extremes can increase fragility of the specimen. Resulting Cautions: Osmotic fragility results will be reported if the shipping control is normal. If the shipping control is abnormal and the osmotic fragility results are within normal range, the results will be reported; however, a comment will be added to the report indicating that the shipping control was not entirely satisfactory. The test will be canceled if the patient specimen and shipping control are both abnormal. | 1. King MJ, Garcon L, Hoyer JD, et al: International Council for Standardization in Haematology. ICSH guidelines for the laboratory diagnosis of nonimmune hereditary red cell membrane disorders. Int J Lab Hematol. 2015 Jun;37(3):304-325 2. Lux SE, IV: Anatomy of the red cell membrane skeleton: unanswered questions. Blood. 2016 Jan 14;127(2):187-199 doi: 10.1182/blood-2014-12-512772 3. Gallagher PG: Abnormalities of the erythrocyte membrane. Pediatr Clin North Am. 2013 Dec;60(6):1349-1362 4. Bianchi P, Fermo E, Vercellati C, et al: Diagnostic power of laboratory tests for hereditary spherocytosis: a comparison study in 150 patients grouped according to molecular and clinical characteristics. Haematologica. 2012 Apr;97(4):516-523 | Osmotic Fragility: Specimens for erythrocyte osmotic fragility tests are anticoagulated with EDTA. Osmotic lysis is performed using sodium chloride solution, 0.5 g/dL. An incubated fragility test is performed following 24-hour incubation at 37 degrees C at the following sodium chloride concentrations: 0.60, 0.65, and 0.75 g/dL. Results are reported and interpreted.(Larson CJ, Scheidt R, Fairbanks VF: The osmotic fragility test for hereditary spherocytosis: use of EDTA-anticoagulated blood stored at 4 degrees C for up to 96 hours. Am Soc Clin Pathol Meeting Abstract, 1988; Larson CJ, Scheidt R, Fairbanks VF: The osmotic fragility test for hereditary spherocytosis: objective criteria for test interpretation. Am Soc Clin Pathol Meeting Abstract, 1988; King MJ, Zanella A: Hereditary red cell membrane disorders and laboratory diagnostic testing. Int J Lab Hematol. 2013 Jun;35(3):237-243) Band 3/Eosin-5-Maleimide Binding Assay: Eosin-5-maleimide (EMA) is a fluorescent dye that binds to Lys-430 of the extracellular loop of the band 3 protein. Using a 1-color flow cytometry method (number of events plotted against fluorescence), the fluorescent intensity of EMA-stainedredbloodcells is assessed and compared to normal-value patients.(King MJ, Behrens J, Rogers C, Flynn C, Greenwood D, Chambers K: Rapid flow cytometric test for the diagnosis of membrane cytoskeletal associated hemolytic anemia. Br J Haematol. 2000 Dec;111(3):924-933; King MJ, Zanella A: Hereditary red cell membrane disorders and laboratory diagnostic testing. Int J Lab Hematol. 2013 Jun;35(3):237-243) Peripheral Blood Smear Review: A hematopathologist who is an expert in these disorders evaluates the slides and an interpretive report is issued. | 4 to 7 days | 28 days | This test was developed and its performance characteristics determined by Mayo Clinic in a manner consistent with CLIA requirements. It has not been cleared or approved by the US Food and Drug Administration. | 85557-Osmotic fragility88184-Flow cytometry; first cell surface, cytoplasmic or nuclear marker x 185060-Morphology review | RBC Membrane Evaluation, B | 98905-3 | 37406 | Peripheral Blood Smear Review | 59465-5
FRSE | Red Snapper (Lutjanus spp) IgE |  | ImmunoCAP FEIA | Yes | Red Snapper IgE | Serum | Specimen Type: Serum Container/Tube: Red Top Specimen Volume: 0.5 mL Collection Instructions: Draw blood in a plain red-top tube(s), serum gel tube(s) is acceptable. Spin down and send 0.5 mL of serum refrigerated in a plastic vial. | 0.5 mL |  | <0.35 kU/L | ClassIgE (kU/L)Comment 0<0.10Negative 0/10.10 â€“ 0.34Equivocal/Borderline 10.35 â€“ 0.69Low Positive 20.70 â€“ 3.49Moderate Positive 33.50 â€“ 17.49High Positive 417.50 â€“ 49.99Very High Positive 550.00 â€“ 99.99Very High Positive 6>99.99Very High Positive |  |  |  | 3 to 6 days |  | This test was developed and its performance characteristics determined by Eurofins Viracor. It has not been cleared or approved by the U.S. Food and Drug Administration. | 86003 | Red Snapper IgE | 7661-2 | Z3997 | CLASS | 102601-2
SORR | Red Sorrel, IgE, Serum | Establishing a diagnosis of an allergy to red sorrel Defining the allergen responsible for eliciting signs and symptoms Identifying allergens: -Responsible for allergic response and/or anaphylactic episode -To confirm sensitization prior to beginning immunotherapy -To investigate the specificity of allergic reactions to insect venom allergens, drugs, or chemical allergens | Fluorescence Enzyme Immunoassay (FEIA) | Yes | Red Sorrel, IgE | Serum | Collection Container/Tube: Preferred:Serum gel Acceptable:Red top Submission Container/Tube:Plastic vial Specimen Volume:0.5 mL for every 5 allergens requested Collection Instructions:Centrifuge and aliquot serum into a plastic vial. | For 1 allergen: 0.3 mL For more than 1 allergen: (0.05 mL x number of allergens) + 0.25 mL deadspace | Clinical manifestations of immediate hypersensitivity (allergic) diseases are caused by the release of proinflammatory mediators (histamine, leukotrienes, and prostaglandins) from IgE-sensitized effector cells (mast cells and basophils) when cell-bound IgE antibodies interact with an allergen. In vitro serum testing for IgE antibodies provides an indication of the immune response to allergens that may be associated with allergic disease. The allergens chosen for testing often depend upon the age of the patient, history of allergen exposure, season of the year, and clinical manifestations. In individuals predisposed to develop allergic disease, the sequence of sensitization and clinical manifestations proceed as follows: eczema and respiratory disease (rhinitis and bronchospasm) in infants and children less than 5 years due to food sensitivity (milk, egg, soy, and wheat proteins) followed by respiratory disease (rhinitis and asthma) in older children and adults due to sensitivity to inhalant allergens (dust mite, mold, and pollen inhalants). | Class,IgE kU/L,Interpretation, 0,<0.10,Negative, 0/1,0.10-0.34,Borderline/equivocal, 1,0.35-0.69,Equivocal, 2,0.70-3.49,Positive, 3,3.50-17.4,Positive, 4,17.5-49.9,Strongly positive, 5,50.0-99.9,Strongly positive, 6,> or =100,Strongly positive, | Detection of IgE antibodies in serum (class 1 or greater) indicates an increased likelihood of allergic disease as opposed to other etiologies and defines the allergens that may be responsible for eliciting signs and symptoms. The level of IgE antibodies in serum varies directly with the concentration of IgE antibodies expressed as a class score or kU/L. | Testing for IgE antibodies is not useful in patients previously treated with immunotherapy to determine if residual clinical sensitivity exists or in patients in whom the medical management does not depend upon identification of allergen specificity. Some individuals with clinically insignificant sensitivity to allergens may have measurable levels of IgE antibodies in serum, and test results must be interpreted in the clinical context. False-positive results for IgE antibodies may occur in patients with markedly elevated serum IgE (>2500 kU/L) due to nonspecific binding to allergen solid phases. | Homburger HA, Hamilton RG: Allergic diseases. In: McPherson RA, Pincus MR, eds. Henry's Clinical Diagnosis and Management by Laboratory Methods. 23rd ed. Elsevier; 2017:1057-1070 | Specific IgE from the patient's serum reacts with the allergen of interest, which is covalently coupled to an ImmunoCAP. After washing away nonspecific IgE, enzyme-labeled anti-IgE antibody is added to form a complex. After incubation, unbound anti-IgE is washed away, and the bound complex incubated with a developing agent. After stopping the reaction, the fluorescence of the eluate is measured. Fluorescence is proportional to the amount of specific IgE present in the patient's sample (ie, the higher the fluorescence value, the more IgE antibody is present).(Package insert: ImmunoCAP System Specific IgE FEIA. Phadia; Rev 06/2020) | Same day/1 to 3 days | 14 days | This test has been cleared, approved, or is exempt by the US Food and Drug Administration and is used per manufacturer's instructions. Performance characteristics were verified by Mayo Clinic in a manner consistent with CLIA requirements. | 86003 | Red Sorrel, IgE | 6244-8 | SORR | Red Sorrel, IgE | 6244-8
REDT | Red Top, IgE, Serum | Establishing a diagnosis of an allergy to red top Defining the allergen responsible for eliciting signs and symptoms Identifying allergens: -Responsible for allergic response and/or anaphylactic episode -To confirm sensitization prior to beginning immunotherapy -To investigate the specificity of allergic reactions to insect venom allergens, drugs, or chemical allergens | Fluorescence Enzyme Immunoassay (FEIA) | Yes | Red Top, IgE | Serum | Collection Container/Tube: Preferred:Serum gel Acceptable:Red top Submission Container/Tube:Plastic vial Specimen Volume:0.5 mL for every 5 allergens requested Collection Instructions:Centrifuge and aliquot serum into a plastic vial. | For 1 allergen: 0.3 mL For more than 1 allergen: (0.05 mL x number of allergens) + 0.25 mL deadspace | Clinical manifestations of immediate hypersensitivity (allergic) diseases are caused by the release of proinflammatory mediators (histamine, leukotrienes, and prostaglandins) from IgE-sensitized effector cells (mast cells and basophils) when cell-bound IgE antibodies interact with an allergen. In vitro serum testing for IgE antibodies provides an indication of the immune response to allergens that may be associated with allergic disease. The allergens chosen for testing often depend upon the age of the patient, history of allergen exposure, season of the year, and clinical manifestations. In individuals predisposed to develop allergic disease, the sequence of sensitization and clinical manifestations proceed as follows: eczema and respiratory disease (rhinitis and bronchospasm) in infants and children less than 5 years due to food sensitivity (milk, egg, soy, and wheat proteins) followed by respiratory disease (rhinitis and asthma) in older children and adults due to sensitivity to inhalant allergens (dust mite, mold, and pollen inhalants). | Class,IgE kU/L,Interpretation, 0,<0.10,Negative, 0/1,0.10-0.34,Borderline/equivocal, 1,0.35-0.69,Equivocal, 2,0.70-3.49,Positive, 3,3.50-17.4,Positive, 4,17.5-49.9,Strongly positive, 5,50.0-99.9,Strongly positive, 6,> or =100,Strongly positive, | Detection of IgE antibodies in serum (class 1 or greater) indicates an increased likelihood of allergic disease as opposed to other etiologies and defines the allergens that may be responsible for eliciting signs and symptoms. The level of IgE antibodies in serum varies directly with the concentration of IgE antibodies expressed as a class score or kU/L. | Testing for IgE antibodies is not useful in patients previously treated with immunotherapy to determine if residual clinical sensitivity exists or in patients in whom the medical management does not depend upon identification of allergen specificity. Some individuals with clinically insignificant sensitivity to allergens may have measurable levels of IgE antibodies in serum, and test results must be interpreted in the clinical context. False-positive results for IgE antibodies may occur in patients with markedly elevated serum IgE (>2500 kU/L) due to nonspecific binding to allergen solid phases. | Homburger HA, Hamilton RG: Allergic diseases. In: McPherson RA, Pincus MR, eds. Henry's Clinical Diagnosis and Management by Laboratory Methods. 23rd ed. Elsevier; 2017:1057-1070 | Specific IgE from the patient's serum reacts with the allergen of interest, which is covalently coupled to an ImmunoCAP. After washing away nonspecific IgE, enzyme-labeled anti-IgE antibody is added to form a complex. After incubation, unbound anti-IgE is washed away, and the bound complex incubated with a developing agent. After stopping the reaction, the fluorescence of the eluate is measured. Fluorescence is proportional to the amount of specific IgE present in the patient's sample (ie, the higher the fluorescence value, the more IgE antibody is present).(Package insert: ImmunoCAP System Specific IgE FEIA. Phadia; Rev 06/2020) | Same day/1 to 3 days | 14 days | This test has been cleared, approved, or is exempt by the US Food and Drug Administration and is used per manufacturer's instructions. Performance characteristics were verified by Mayo Clinic in a manner consistent with CLIA requirements. | 86003 | Red Top, IgE | 6228-1 | REDT | Red Top, IgE | 6228-1
UREDF | Reducing Substance, Feces | Assisting in the differentiation between osmotic and nonosmotic diarrhea Screening test for: -Diarrhea from disaccharidase deficiencies, (eg, lactase deficiency) -Monosaccharide malabsorption | Benedict's Copper Reduction Reaction | Yes | Reducing Substance, F | Fecal | Supplies:Stool container, Small (Random), 4 oz Random (T288) Container/Tube:Fecal container Specimen Volume:3 g Collection Instructions: 1. Collect a loose, unpreserved, random fecal specimen. 2. Freeze immediately. Additional Information:If additional tests are ordered, aliquot and separate sample prior to freezing to allow 1 container per test. | 2 g | Fecal reducing substances (carbohydrates) aids in determining the underlying cause of diarrhea. Elevations in fecal reducing substances help distinguish between osmotic diarrhea caused by abnormal excretion of various sugars as opposed to diarrhea caused by viruses and parasites. Increased reducing substances in stool are consistent with, but not diagnostic of, primary or secondary disaccharidase deficiency (primarily lactase deficiency) or intestinal monosaccharide malabsorption. Similar intestinal absorption deficiencies are associated with short bowel syndrome and necrotizing enterocolitis. | Negative or trace | Negative: Negative Normal: < or =0.25 g/dL (trace) Suspicious: >0.25 to 0.50 g/dL (grade 1) Abnormal: >0.50 g/dL (grade 2-4) | This test has poor sensitivity for oligosaccharides. Antibiotics can alter the intestinal flora and affect acid production. False-positive reactions due to drugs (salicylates, penicillin, ascorbic acid, nalidixic acid, cephalosporins, and probenecid) are possible. Feces may be contaminated with urine, in which case glycosuria will give false-positive results. Diaper collections can be falsely decreased as the fluid portion containing water soluble sugars is absorbed into the diaper. Bacteria in specimen consumes sugars resulting in falsely decreased values. Specimen should be frozen within 30 minutes of collection. | 1. Siddiqui HA, Salwen MJ, Shaikh MF, Bowne WB: Laboratory diagnosis of gastrointestinal and pancreatic disorders. In: McPherson RA, Pincus MR, eds. Henry's Clinical Diagnosis and Management by Laboratory Methods. 23rd ed. Elsevier; 2017:306-323 2. Branski D: Disorders of malabsorption. In: Kliegman RM, Stanton BF, St. Geme JW, eds. Nelson Textbook of Pediatrics. Elsevier; 2016:1831-1850 3. Bhatia J, Prihoda AR, Richardson CJ: Parenteral antibiotics and carbohydrate intolerance in term neonates. Am J Dis Child. 1986;140(2):111-113 4. Book LS, Herbst JJ, Jung AL: Carbohydrate malabsorption in necrotizing enterocolitis. Pediatrics. 1976;57(2):201-204 5. Krom FA, Frank CG: Clinitesting neonatal stools. Neonatal Network. 1989 Oct;8(2):37-40 6. Burtis CA, Ashwood ER: Qualitative methods for total reducing substances. In: Tietz Textbook of Clinical Chemistry. 2nd ed. 1994;968-969 | Copper sulfate in the tablet reacts with reducing substances converting cupric sulfate to cuprous oxide.(Package insert: AimTab Reducing Substances Tablets. Germaine Laboratories, Inc; 12/2015) | 1 to 3 days | 7 days | This test was developed and its performance characteristics determined by Mayo Clinic in a manner consistent with CLIA requirements. It has not been cleared or approved by the US Food and Drug Administration. | 84376 | Reducing Substance, F | 11060-1 | 6215 | Reducing Substance, F | 11060-1
RBCS | Relative B-Cell Subset Analysis Percentage, Blood | Screening for humoral or combined immunodeficiencies, including common variable immunodeficiency, hyper IgM syndrome, among others, where B-cell subset distribution information is desired Assessing B-cell subset reconstitution after hematopoietic cell or bone marrow transplant Assessing B-cell subset reconstitution following recovery of B cells after B-cell-depleting immunotherapy This test isnot indicated forthe evaluation of lymphoproliferative disorders (eg, leukemia, lymphoma, multiple myeloma). This testshould not be used tomonitor B-cell counts to assess B-cell depletion in patients on B-cell-depleting therapies. | Flow Cytometry | Yes | Relative B Cell Subset Analysis % | Whole Blood EDTA | Container/Tube:Lavender top (EDTA) Specimen Volume: < or =14 years: 4 mL >14 years: 10 mL Collection Instructions: 1. Send whole blood specimen in original tube.Do not aliquot. 2. Label specimen as blood for RBCS. Additional Information:For serial monitoring, it is recommended that specimens are collected at the same time of day. | < or =14 years: 3 mL; >14 years: 5 mL | The adaptive immune response includes both cell-mediated (mediated by T cells and natural killer cells) and humoral immunity (mediated by B cells). After antigen recognition and maturation in secondary lymphoid organs, some antigen-specific B cells terminally differentiate into antibody-secreting plasma cells or become memory B cells. Memory B cells are of 3 subsets: marginal zone B cells (MZ or non-switched memory), class-switched memory B cells, and IgM-only memory B cells. Decreased B-cell numbers, B-cell function, or both, result in immune deficiency states and increased susceptibility to infections. These decreases may be either primary (genetic) or secondary. Secondary causes include medications, malignancies, infections, and autoimmune disorders. Common variable immunodeficiency (CVID), a disorder of B-cell function, is the most prevalent primary immunodeficiency with a prevalence of 1:25,000 to 1:50,000.(1) CVID has a bimodal presentation with a subset of patients presenting in early childhood and a second set presenting between 15 and 40 years, or occasionally even later. Various genetic defects have been associated with CVID, including variants in theICOS, CD19, BAFF-R, andTACIgenes.;TACIvariants account for 8% to 15% of CVID cases. CVID is characterized by hypogammaglobulinemia usually involving most or all immunoglobulin classes (IgG, IgA, IgM, and IgE), impaired functional antibody responses, and recurrent sinopulmonary infections.(1,2) B-cell numbers may be normal or decreased. A minority of patients with CVID (5%-10%) have very low B-cell counts (<1% of peripheral blood leukocytes), while another subset (5%-10%) exhibit noncaseating, sarcoid-like granulomas in different organs and also tend to develop a progressive T-cell deficiency.(1) Of all patients with CVID, 25% to 30% have increased numbers of CD8 T cells and a reduced CD4:CD8 ratio (<1). Studies have shown the clinical relevance of classifying patients with CVID by assessing B-cell subsets, since changes in different B-cell subsets are associated with specific clinical phenotypes or presentations.(3,4) The B-cell phenotyping assay can be used in the diagnosis of hyper-IgM syndromes, which are characterized by increased or normal levels of IgM with low IgG and/or IgA.(5) Patients with hyper-IgM syndromes can have 1 of 5 known genetic defects in theCD40L,CD40,AID(activation-induced cytidine deaminase),UNG(uracil DNA glycosylase), andNEMO(NF-kappa B essential modulator) genes.(5) Variants inCD40LandNEMOare inherited in an X-linked fashion, while variants in the other 3 genes are inherited in an autosomal recessive fashion. Patients with hyper-IgM syndromes have a defect in isotype class-switching, which leads to a decrease in class-switched memory B cells, with or without an increase in non-switched memory B cells and IgM-only memory B cells. In addition to its utility in the diagnosis of the above-described primary immunodeficiencies, B-cell phenotyping may be used to assess reconstitution of B-cell subsets after hematopoietic stem cell or bone marrow transplant. This test is also used to monitor B-cell-depleting therapies, such as Rituxan (rituximab) and Zevalin (ibritumomab tiuxetan). | The appropriate age-related reference values will be provided on the report. | The assay provides semiquantitative information on the various B-cell subsets. Each specimen is evaluated for B-cell subsets with respect to the total number of CD19+ B cells present in the peripheral blood mononuclear cell population, compared to the reference range. In order to verify that there are no CD19-related defects, CD20 is used as an additional pan-B-cell marker (expressed as percentage of CD45+ lymphocytes). The B-cell panel assesses the following B-cell subsets: CD19+=B cells expressing CD19 as a percent of total lymphocytes CD19+ CD27+=total memory B cells CD19+ CD27+ IgD+ IgM+=marginal zone or non-switched memory B cells CD19+ CD27+ IgD- IgM+=IgM-only memory B cells CD19+ CD27+ IgD- IgM-=class-switched memory B cells CD19+ IgM+=IgM B cells CD19+ CD38+ IgM+=transitional B cells CD19+ CD38+ IgM-=plasmablasts CD19+ CD21-=CD21-negative B cells CD19+ CD21+=CD21-positive B cells CD19+ CD20+=B cells coexpressing both CD19 and CD20 as a percent of total lymphocytes | This assay and the reference range reported are based on analysis of B cells derived from the mononuclear cell fraction of peripheral whole blood and, therefore, total CD19+ B cell quantitation may not be identical to those performed on whole blood (eg, TBBS / Quantitative Lymphocyte Subsets: T, B, and Natural Killer (NK) Cells, Blood). This testshould not be usedto monitor B-cell counts to assess B-cell depletion in patients on B-cell-depleting therapies; order CD20B / CD20 on B Cells, Blood for that purpose; this test is meant to be used specifically for assessing the relative distribution of B-cell subsets within the total B-cell pool. Timing and consistency in timing of blood collection is critical when serially monitoring patients for lymphocyte subsets. | 1. Warnatz K, Denz A, Drager R, et al. Severe deficiency of switched memory B cells (CD27+ IgM- IgD-) in subgroups of patients with common variable immunodeficiency: a new approach to classify a heterogeneous disease. Blood. 2002;99(5):1544-1551 2. Brouet JC, Chedeville A, Fermand JP, Royer B. Study of the B cell memory compartment in common variable immunodeficiency. Eur J Immunol. 2000;30(9):2516-2520 3. Wehr C, Kivioja T, Schmitt C, et al. The EUROclass trial: defining subgroups in common variable immunodeficiency. Blood. 2008;111(1):77-85 4. Alachkar H, Taubenheim N, Haeney MR, Durandy A, Arkwright PD. Memory switched B-cell percentage and not serum immunoglobulin concentration is associated with clinical complications in children and adults with specific antibody deficiency and common variable immunodeficiency. Clin Immunol. 2006;120(3):310-318 5. Lee WI, Torgerson TR, Schumacher MJ, Yel L, Zhu Q, Ochs HD. Molecular analysis of a large cohort of patients with hyper immunoglobulin M (hyper IgM) syndrome. Blood. 2005;105(5):1881-1890 6. Ramirez NJ, Posadas-Cantera S, Caballero-Oteyza A, Camacho-Ordonez N, Grimbacher B. There is no gene for CVID - novel monogenetic causes for primary antibody deficiency. Curr Opin Immunol. 202172:176-185. doi:10.1016/j.coi.2021.05.010 7. Kumanovics A, Sadighi Akha AA. Flow cytometry for B-cell subset analysis in immunodeficiencies. J Immunol Methods. 2022;509:113327. doi:10.1016/j.jim.2022.113327 8. Sadighi Akha AA, Csomos K, Ujhazi B, Walter JE, Kumanovics A.Evolving approach to clinical cytometry for immunodeficiencies and other immune disorders.Clin Lab Med. 2023;43(3):467-483. doi:10.1016/j.cll.2023.05.002 | Peripheral blood mononuclear cells are isolated from whole blood using a Ficoll gradient and used in the staining protocol. The assay involves a multicolor 5-tube panel for the following antibodies: CD45, CD19, CD20, CD27, IgD, IgM, CD38, and CD21. After the staining with specific antibody, the cells are washed and fixed with paraformaldehyde and then analyzed by flow cytometry on a BD FACSCanto II instrument. The cell-surface expression is denoted as the percent of CD19+ B cells expressing each of the specific markers. CD19+ and CD20+ B cells are expressed as a percent of the total lymphocytes (CD45+).(Unpublished Mayo method) | 3 to 4 days | 7 days | This test was developed using an analyte specific reagent. Its performance characteristics were determined by Mayo Clinic in a manner consistent with CLIA requirements. This test has not been cleared or approved by the US Food and Drug Administration. | 86356 x7 | Relative B Cell Subset Analysis % | 90416-9 | RBCSI | Interpretation | 69048-7
TFEBF | Renal Cell Carcinoma, 6p21.1 (TFEB) Rearrangement, FISH, Tissue | IdentifyingTFEBgene rearrangements in patients with renal cell carcinoma (RCC) | Fluorescence In Situ Hybridization (FISH) | Yes | TFEB, 6p21.1, FISH | This test does not include a pathology consult. If a pathology consultation is requested, PATHC / Pathology Consultation should be ordered, and the appropriate fluorescence in situ hybridization (FISH) test will be performed at an additional charge. | Submit only 1 of the following specimens: Specimen Type:Tissue Container/Tube:Formalin-fixed, paraffin-embedded tumor tissue block Specimen Type: Slides Specimen Volume:4 Consecutive, unstained, 5 micron-thick sections placed on positively charged slides and 1 hematoxylin and eosin-stained slide | Two consecutive, unstained, 5 micron-thick sections placed on positively charged slides and 1 hematoxylin and eosin-stained slide. | TheTFEBgene may be altered in some patients with renal cell carcinoma (RCC). Identification of rearrangement of theTFEBgene region by FISH analysis can aid in the diagnosis of RCC. | An interpretive report will be provided. | A positive result with theTFEBprobe is detected when the percent of cells with an abnormality exceeds the normal cutoff for the probe set. A positive result of TFEB suggests promotor substitution caused by structural alterations of theTFEBgene region at 6p21.1. A negative result suggests no structural alterations of the locus. | This test is not approved by the FDA and should be used as an adjunct to existing clinical and pathologic information. Fixatives other than formalin (eg, Prefer, Bouin) may not be successful for FISH assays. Although FISH testing will not be rejected due to nonformalin fixation, results may be compromised. Paraffin-embedded tissues that have been decalcified are generally unsuccessful for FISH analysis. The pathologist reviewing the hematoxylin and eosin-stained slide may find it necessary to cancel testing. | 1. Argani P, Yonescu R, Morsberger L, et al: Molecular confirmation of t(6:11)(p21;q12) renal cell carcinoma in archival paraffin-embedded material using a break-apart TFEB FISH assay expands its clinicopathologic spectrum. Am J Surg Pathol 2012 Oct;36(10):1516-1526 2. Argani P, Cheville J, Ladanyi M: MiT family translocation renal cell carcinomas.InWHO Classifications of Tumours of Urinary System and Male Genital Organs. Fourth edition. Edited by H Moch, PA Humphrey, TM Ulbright, VE Reuter VE. Lyon, France, IARC Press, 2016, 33-34 | This test uses a laboratory developedTFEB(6p21.1) dual-color break-apart probe (BAP) strategy. Formalin-fixed paraffin-embedded tissues are cut at 5 microns and mounted on positively charged glass slides. The selection of tissue and the identification of target areas on the hematoxylin and eosin (H and E)-stained slide are performed by a pathologist. Using the H and E-stained slide as a reference, target areas are etched with a diamond-tipped etcher on the back of the unstained slide to be assayed. The probes are hybridized to the appropriate target areas and 2 technologists analyze each probe set. Using theTFEBprobe set, each technologist analyzes 50 interphase nuclei (100 total) and the results are expressed as the percent of abnormal nuclei.(Unpublished Mayo method) | 7 to 10 days | Slides and H&E used for analysis are retained by the laboratory in accordance to CAP and NYS requirements. Client provided paraffin blocks and extra unstained slides (if provided) will be returned after testing is complete. | This test was developed and its performance characteristics determined by Mayo Clinic in a manner consistent with CLIA requirements. It has not been cleared or approved by the US Food and Drug Administration. | 88271 x 2, 88291-DNA probe, each (first probe set), Interpretation and report88271 x 2-DNA probe, each; each additional probe set (if appropriate)88271 x 1-DNA probe, each; coverage for sets containing 3 probes (if appropriate)88271 x 2-DNA probe, each; coverage for sets containing 4 probes (if appropriate)88271 x 3-DNA probe, each; coverage for sets containing 5 probes (if appropriate)88274 w/modifier 52-Interphase in situ hybridization, <25 cells, each probe set (if appropriate)88274-Interphase in situ hybridization, 25 to 99 cells, each probe set (if appropriate)88275-Interphase in situ hybridization, 100 to 300 cells, each probe set (if appropriate) | TFEB, 6p21.1, FISH | 95780-3 | 92359 | Released By | 18771-6
RFAMA | Renal Function Panel, Serum | Aiding in diagnosis and management of conditions affecting kidney function General health screening Screening patients at risk of developing kidney disease Management of patients with known kidney disease | KS, NAS, CL: Potentiometric, Indirect Ion-Selective Electrode HCO3: Photometric, Enzymatic AGAP: Calculated result BUN: Photometric, Urease CRTS1: Enzymatic Colorimetric Assay CA: Photometric GLURA: Photometric/Hexokinase ALB: Photometric, Bromcresol Green PHOS: Photometric, Ammonium Molybdate | Yes | Renal Function Panel, S | Serum | CollectionContainer/Tube: Preferred:Serum gel Acceptable:Red top Submission Container/Tube: Plastic vial Specimen Volume:0.6 mL Collection Instructions: 1. Serum gel tubes should be centrifuged within 2 hours of collection. 2. Red-top tubes should be centrifuged and the serum aliquoted into a plastic vial within 2 hours of collection. | 0.5 mL | This panel could be ordered when a patient has risk factors for kidney dysfunction such as high blood pressure (hypertension), diabetes, cardiovascular disease, obesity, elevated cholesterol, or a family history of kidney disease. This panel may also be ordered when someone has signs and symptoms of kidney disease, though early kidney disease often does not cause any noticeable symptoms. It may be initially detected through routine blood or urine testing. | SODIUM <1 year: Not established > or =1 year: 135-145 mmol/L POTASSIUM <1 year: Not established > or =1 year: 3.6-5.2 mmol/L CHLORIDE <1 year: Not established 1-17 years: 102-112 mmol/L > or =18 years: 98-107 mmol/L BICARBONATE Males <1 year: Not established 1-2 years: 17-25 mmol/L 3 years: 18-26 mmol/L 4-5 years: 19-27 mmol/L 6-7 years: 20-28 mmol/L 8-17 years: 21-29 mmol/L > or =18 years: 22-29 mmol/L Females <1 year: Not established 1-3 years: 18-25 mmol/L 4-5 years: 19-26 mmol/L 6-7 years: 20-27 mmol/L 8-9 years: 21-28 mmol/L > or =10 years: 22-29 mmol/L ANION GAP <7 years: Not established > or =7 years: 7-15 BLOOD UREA NITROGEN (BUN) Males <12 months: Not established 1-17 years: 7-20 mg/dL > or =18 years: 8-24 mg/dL Females <12 months: Not established 1-17 years: 7-20 mg/dL > or =18 years: 6-21 mg/dL CREATININE Males 0-11 months: 0.17-0.42 mg/dL 1-5 years: 0.19-0.49 mg/dL 6-10 years: 0.26-0.61 mg/dL 11-14 years: 0.35-0.86 mg/dL > or =15 years: 0.74-1.35 mg/dL Females 0-11 months: 0.17-0.42 mg/dL 1-5 years: 0.19-0.49 mg/dL 6-10 years: 0.26-0.61 mg/dL 11-15 years: 0.35-0.86 mg/dL > or =16 years: 0.59-1.04 mg/dL ESTIMATED GLOMERULAR FILTRATION RATE (eGFR) >= 18 years old: > or =60 mL/min/BSA(body surface area) Estimated GFR calculated using the 2021 CKD-EPI creatinine equation. Note:eGFR results will not be calculated for patients younger than 18 years old. CALCIUM <1 year: 8.7-11.0 mg/dL 1-17 years: 9.3-10.6 mg/dL 18-59 years: 8.6-10.0 mg/dL 60-90 years: 8.8-10.2 mg/dL >90 years: 8.2-9.6 mg/dL GLUCOSE 0-11 months: Not established > or =1 year: 70-140 mg/dL Total Protein > or =1 year: 6.3-7.9 g/dL Reference values have not been established for patients who are younger than 12 months of age. ALBUMIN > or =12 months: 3.5-5.0 g/dL Reference values have not been established for patients who are younger than 12 months of age. PHOSPHORUS Males 1-4 years: 4.3-5.4 mg/dL 5-13 years: 3.7-5.4 mg/dL 14-15 years: 3.5-5.3 mg/dL 16-17 years: 3.1-4.7 mg/dL > or =18 years: 2.5-4.5 mg/dL Reference values have not been established for patients that are younger than 12 months of age. Females 1-7 years: 4.3-5.4 mg/dL 8-13 years: 4.0-5.2 mg/dL 14-15 years: 3.5-4.9 mg/dL 16-17 years: 3.1-4.7 mg/dL > or =18 years: 2.5-4.5 mg/dL Reference values have not been established for patients that are younger than 12 months of age. | Panel results are not diagnostic but rather indicate that there may be a problem with the kidneys and that further testing is required to make a diagnosis and determine the cause. Results of the panel are usually considered together, rather than separately. Individual test results can be abnormal due to causes other than kidney disease but taken together with risks and signs and symptoms, they may give an indication of whether kidney disease is present. | No significant cautionary statements. | 1. Oh MS: Evaluation of renal function, water, electrolytes, and acid-base balance. In: McPherson RA, PincusMR, eds.Henry's Clinical Diagnosis and Management by Laboratory Methods. 22nd ed. Elsevier Saunders; 2011:chap 14 2. Renal Panel. Testing.com; Updated November 9, 2021. Accessed July 14, 2022. Available atwww.testing.com/tests/renal-panel/ | Potassium, Sodium, Chloride: Ion-selective electrode (ISE) (indirect potentiometry). The ion selective electron (ISE) module indirectly measures the electromotive force (EMF) difference between an ISE and a reference electrode. The EMF of the ISE is dependent on the ion concentration of the sample. The EMF of the reference electrode is constant. An electronic calculation circuit converts EMF of the sample to the ion concentration of the sample.(Package insert: ISE Indirect Na, K, CL for Gen2. Roche Diagnostics; 12/2020) Bicarbonate: This is a photometric rate reaction. Bicarbonate (HCO3-) reacts with phosphoenolpyruvate in the presence of phosphoenolpyruvate carboxylase to produce oxaloacetate and phosphate. The oxaloacetate produced is coupled with nicotinamide adenine dinucleotide (NADH) in the presence of malate dehydrogenase to produce malate and NAD+. The consumption of NADH causes a decrease in absorbance and is monitored in the UV range of 320 nm to 400 nm. The rate of change is directly proportional to the concentration of bicarbonate.(Package insert: Bicarbonate reagent. Roche Diagnostics; 04/2019) Anion Gap: This is a calculated result. The following equation is used to calculate the anion gap (A gap): A gap = Na - (Cl + HCO3-) Blood Urea Nitrogen (BUN): This is a kinetic UV assay where urease cleaves urea to form ammonia and carbon dioxide. The ammonia formed then reacts with alpha-ketoglutarate and NADH in the presence of urease/glutamate dehydrogenase to yield glutamate and NAD+. The decrease in absorbance, due to the consumption of NADH, is measured kinetically and is proportional to the amount of urea in the sample.(Package insert: Urea/BUN reagent. Roche Diagnostics; 12/2019) Creatinine: This enzymatic method is based on the conversion of creatinine with the aid of creatininase, creatinase, and sarcosine oxidase to glycine, formaldehyde, and hydrogen peroxide. Catalyzed by peroxidase, the liberated hydrogen peroxide reacts with 4-aminophenazone and HTIB (hydroxy[tosyloxy]iodobenzene) to form a quinone imine chromogen. The color intensity of the quinone imine chromogen formed is directly proportional to the creatinine concentration in the reaction mixture.(Package insert: Creatinine. Roche Diagnostics; 02/2019) Estimated Glomerular Filtration Rate: Estimated GFR (eGFR) is calculated using the 2021 Chronic Kidney Disease Epidemiology Collaboration (CKD-EPI) equation: Females: If creatinine < or =0.7 mg/dL: 142 x (Scr/0.7)(-0.241) x 0.9938age x 1.012 If creatinine >0.7 mg/dL: 142 x (Scr/0.7)(-1.200) x 0.9938age x 1.012 Males: If creatinine < or =0.9 mg/dL: 142 x (Scr/0.9)(-0.302) x 0.9938age If creatinine >0.9 mg/dL: 142 x (Scr/0.9)(-1.200) x 0.9938age Values are reported for calculated glomerular filtration rate (GFR) estimates between 15-90 mL/min/1.73 m(4). Estimated GFR values outside of this range are reported as "<15 mL/min/1.73 m(2)" or ">90 mL/min/1.73 m(4)" and not as an exact number. Calcium: Calcium ions react with NM-BAPTA (5-nitro-5'-methyl-1,2-bis(o-aminophenoxy)ethane-N,N,N',N'-tetraacetic acid)under alkaline conditions to form a complex. This complex reacts in the second step with EDTA. The change in absorbance is directly proportional to the calcium concentration and is measured photometrically.(Package insert: Calcium Gen.2 reagent. Roche Diagnostics; 07/2019) Glucose: Glucose in the serum, in the presence of hexokinase, is converted to glucose-6-phosphate (G6P). In the presence of nicotinamide adenine dinucleotide phosphate (NADP+), glucose-6-phosphate dehydrogenase oxidizes G6P to gluconate-6-phosphate and NADPH. The rate of NADPH formation is directly proportional to glucose concentration in the serum and is measured photometrically.(Package insert: Glucose HK Gen.3 Reagent. Roche Diagnostics; 11/2021) Albumin: The dye, bromcresol green (BCG), is added to serum in an acid buffer. The color intensity of the blue-green albumin-BCG complex is directly proportional to the albumin concentration and is determined photometrically.(Package insert: Albumin Gen.2 reagent. Roche Diagnostics; 02/2022) Phosphorus (Inorganic): Inorganic phosphate forms an ammonium phosphomolybdate complex with ammonium molybdate in the presence of sulfuric acid. The concentration of phosphomolybdate formed is directly proportional to the inorganic phosphate concentration and is measures photometrically.(Package insert: Phosphate (Inorganic) ver 2. Roche Diagnostics; V11.0, 07/2019) | Same day/1 to 2 days |  | This test has been cleared, approved, or is exempt by the US Food and Drug Administration and is used per manufacturer's instructions. Performance characteristics were verified by Mayo Clinic in a manner consistent with CLIA requirements. | KS: 84132NAS: 84295CL: 82435HCO3: 82374BUN: 84520CRTS1: 82565CA: 82310GLURA: 82947ALB: 82040PHOS: 84100 | Renal Function Panel, S | 24362-6 | EGFR1 | Estimated GFR (eGFR) | 98979-8
RPCWT | Renal Pathology Consultation, Wet Tissue | Evaluating and managing patients with kidney disease Following the progression of known kidney disease or response to therapy Determining the cause of dysfunction in the transplanted kidney (allograft) | Pathology Consultation | Yes | Renal Pathology | The Renal Pathology Consultation is performed by a Mayo Clinic renal pathologist and entails the performance of appropriate procedures and stains based on the material received, patient information, and specific findings on the case in order to determine a diagnosis. Optimal/standard diagnostic interpretation of a medical kidney biopsy requires integration of the light microscopy, immunofluorescence, and electron microscopy findings together with the clinical and laboratory data for the patient. Published standards by the Renal Pathology Society are followed for the diagnostic evaluation and reporting of non-neoplastic kidney disease.(1) | Specimen Type:Kidney biopsy Supplies:Renal Biopsy Kit (T231) Specimen Volume:Entire specimen Collection Instructions:Collect and prepare biopsy specimens per instructions inRenal Biopsy Procedure for Handling Tissue for Light Microscopy, Immunofluorescent Histology, and Electron Microscopy. Additional Information: On Saturdays and holidays, RUSH (same day as receipt) interpretation is available for clinically emergent cases (eg, acute kidney failure, rapidly progressive glomerulonephritis, acute kidney allograft dysfunction) but requires advanced notification and approval by a Mayo Clinic Renal Pathologist (507-284-5677). To request RUSH service outside of regular business hours, contact Mayo Clinic Laboratories at 800-533-1710. | See Specimen Required | The Mayo Renal Pathology service is staffed by board-certified pathologists who have a special interest in non-neoplastic diseases of the kidney. Kidney biopsy has proven to be of value in the clinical evaluation and management of patients with kidney disease, including acute and chronic renal insufficiency, nephrotic syndrome, nephritic syndrome, proteinuria, and hematuria, and in the overall management of kidney transplant recipients. Optimal interpretation of a kidney biopsy requires integrationof clinical and laboratory results with light microscopic,immunofluorescent histology, and electron microscopy findings. | An interpretive report will be provided. | Both a verbal report and a faxed report are provided to nephrologists for Mayo Clinic Laboratories cases. Digital images for electron microscopy and immunofluorescent stains may be downloaded as needed using the digital imaging link provided in the final report. In most cases, electron microscopy results are reported as an addendum, and a final report including these findings is issued. This final report is again faxed to the submitting nephrologist and mailed to the submitting pathology laboratory, along with a representative set of the light microscopy slides. | Accurate and timely interpretation of a kidney biopsy requires integration of light microscopic, immunofluorescent histology, and electron microscopic findings with clinical and laboratory data. Failure to provide the relevant clinical history and laboratory results may result in a delay in the interpretation or the inability to adequately correlate the biopsy findings with the clinical picture. | 1. Chang A, Gibson IW, Cohen AH, et al. A position paper on standardizing the nonneoplastic kidney biopsy report. Clin J Am Soc Nephrol. 2012;7:1365-1368 2. Jennette JC, D'Agati VD, Olson JL, Silva FG, eds.Heptinstall's Pathology of the Kidney. 7th ed. Lippincott Williams and Wilkins; 2014 | Gross and microscopic examination of tissue. Ancillary testing is ordered at the discretion of the Mayo Clinic pathologist. The results of all testing will be provided in the context of the final pathology report.(Unpublished Mayo method) | 2 to 10 days; Cases requiring additional material or ancillary testing may require additional time. | Dependent on sample type | Not Applicable | 88305(If appropriate)88348(If appropriate)88313(If appropriate)88346(If appropriate)88350(If appropriate) | Renal Pathology | 65757-7 | 71846 | Case Number | 80398-1
PRA | Renin Activity, Plasma | Investigation of primary aldosteronism (eg, adrenal adenoma/carcinoma and adrenal cortical hyperplasia) and secondary aldosteronism (renovascular disease, salt depletion, potassium loading, cardiac failure with ascites, pregnancy, Bartter syndrome) This test isnot usefulfordetermination of plasma renin concentration. | Liquid Chromatography Tandem Mass Spectrometry (LC-MS/MS) Portions of this test are covered by patents held by Quest Diagnostics | Yes | Renin Activity, P | Plasma EDTA | Patient Preparation:For 4 to 6 weeks before specimen collection, spironolactone (Aldactone) should be discontinued, as plasma renin activity cannot be interpreted if the patient is being treated with spironolactone. Collection Container/Tube:Chilled, lavender top (EDTA) Submission Container/Tube:Plastic vial Specimen Volume:0.8 mL Collection Instructions: 1.Draw blood in a chilled syringe from a patient in a seated position; place specimen in a chilled, 3-mL lavender-top (EDTA) tube and mix well. Alternatively, draw blood directly in a chilled, EDTA tube. 2. Immediately place EDTA tube into an ice-water bath until thoroughly cooled. 3. Immediately centrifuge using a refrigerated centrifuge and aliquot plasma into a plastic vial. Note: If a refrigerated centrifuge is unavailable, chill the centrifuge carriers before use. Centrifuge specimen for 5 minutes or less, then promptly aliquot plasma into a plastic vial. 4. Immediately freeze plasma. | 0.5 mL | The renal juxtaglomerular apparatus generates renin, an enzyme that converts angiotensinogen to angiotensin I. The inactive angiotensin I is enzymatically converted to the active octapeptide angiotensin II, a potent vasopressor responsible for hypertension of renal origin. Angiotensin II also stimulates the zona glomerulosa of the adrenal cortex to release aldosterone. Renin secretion by the kidney is stimulated by a fall in glomerular blood pressure, by decreased sodium concentration at the macula densa at the distal tubule, or by stimulation of sympathetic outflow to the kidney, such as in renal vascular diseases. | 0-2 years: 4.6 ng/mL/h (mean)*Range: 1.4-7.8 ng/mL/h 3-5 years: 2.5 ng/mL/h (mean)*Range: 1.5-3.5 ng/mL/h 6-8 years: 1.4 ng/mL/h (mean)*Range: 0.8-2.0 ng/mL/h 9-11 years: 1.9 ng/mL/h (mean)*Range: 0.9-2.9 ng/mL/h 12-17 years: 1.8 ng/mL/h (mean)*Range: 1.2-2.4 ng/mL/h Mean data not standardized as to time of day or diet. Infants were supine, children sitting. *Stalker HP, Holland NH, Kotchen JM, Kotchen TA. Plasma renin activity in healthy children. J Pediatr. 1976;89(2):256-258 Na-depleted, upright (peripheral vein specimen) 18-39 years: 10.8 ng/mL/h (mean) 2.9-24.0 ng/mL/h (range) > or =40 years: 5.9 ng/mL/h (mean) 2.9-10.8 ng/mL/h (range) Na-replete, upright (peripheral vein specimen) 18-39 years: 1.9 ng/mL/h (mean) < or =0.6-4.3 ng/mL/hour (range) > or =40 years: 1.0 ng/mL/h (mean) < or =0.6-3.0 ng/mL/h (range) | A high ratio of serum aldosterone (SA) in ng/dL to plasma renin activity (PRA) in ng/mL/h, is a positive screening test result, a finding that warrants further testing. A SA:PRA ratio greater than or equal to 20 and SA of greater than or equal to 15 ng/dL indicates probable primary aldosteronism. Kidney disease, such as unilateral renal artery stenosis, results in elevated renin and aldosterone levels. Kidney venous catheterization may be helpful. A positive test is a renal venous renin ratio (affected:normal) above 1.5. For more information seeRenin-Aldosterone Studies. | Angiotensin-converting enzyme (ACE) inhibitors have the potential to falsely elevate plasma renin activity (PRA). Therefore, in a patient treated with an ACE inhibitor, the findings of a detectable PRA level or a low serum aldosterone/PRA ratio do not exclude the diagnosis of primary aldosteronism. In addition, a strong predictor for primary aldosteronism is a PRA level undetectably low in a patient taking an ACE inhibitor. | 1. Young WF Jr. Primary aldosteronism: A common and curable form of hypertension. Cardiol Rev. 1999;7(4):207-214 2. Young WF Jr. Pheochromocytoma and primary aldosteronism: diagnostic approaches. Endocrinol Metab Clin North Am. 1997;26(4):801-827. doi:10.1016/s0889-8529(05)70283-8 3. Haber E, Koerner T, Page LB, Kliman B, Purnode A. Application of a radioimmunoassay for angiotensin I to the physiologic measurements of plasma renin activity in normal human subjects. J Clin Endocrinol Metab. 1969;29(10):1349-1355. doi:10.1210/jcem-29-10-1349 4. Baudrand R, Vaidya A. The low-renin hypertension phenotype: genetics and the role of the mineralocorticoid receptor. Int J Mol Sci. 2018;19(2):546. doi:10.3390/ijms19020546 | The renin in plasma is allowed to act on the plasma's endogenous substrate, angiotensinogen, producing angiotensin I. This is measured by liquid chromatography tandem mass spectrometry (LC-MS/MS). Renin activity is expressed in ng of angiotensin produced per mL of plasma per hour of incubation. The primary metabolite of renin activity, angiotensin I, is cleaved by converting enzyme to angiotensin II. By inhibiting the action of converting enzyme and the angiotensinases with EDTA, dimercaprol (BAL) and 8-hydroxyquinoline, it is possible to indirectly measure the activity of renin during a controlled incubation by measuring the concentration (in ng) of angiotensin I that is generated. Plasma is mixed with generation buffer in two microtiter plates, which are then incubated: one at 0 degrees C and the other at 37 degrees C for 1 hour. During incubation, internal standard (IS) and reagent are added to the 0 degrees C mixture. After incubation, IS and reagent are added to the 37 degrees C mixture. The plates are then centrifuged, and the supernatant layers transferred to clean microtiter plates. The reagents are evaporated under nitrogen, reconstituted, and the angiotensin I analyzed by LC-MS/MS.(Bruton J, Singh RJ, Grebe SK, Ladwig P, Barnidge D. Sensitive and rapid determination of angiotensin I utilizing on-line extraction and LC-MS/MS [Abstract D-64]Clin Chem.2007;53(Suppl):A180–A181) | 2 to 5 days | 14 days | This test was developed and its performance characteristics determined by Mayo Clinic in a manner consistent with CLIA requirements. It has not been cleared or approved by the US Food and Drug Administration. | 84244 | Renin Activity, P | 2915-7 | 8060 | Renin Activity, P | 2915-7
RTSC | Reptilase Time, Plasma | Evaluation of a prolonged thrombin time (TT): It is mainly used to confirm or exclude the presence of heparin in the specimen or specimen type Evaluating hypofibrinogenemia or dysfibrinogenemia in conjunction with the TT and fibrinogen assay | Optical Clot-Based | Yes | Reptilase Time, P | Plasma Na Cit | Specimen Type:Platelet-poor plasma Collection Container/Tube:Light-blue top (citrate) Submission Container/Tube:Plastic vial Specimen Volume:1 mL Collection Instructions: 1. For complete instruction, seeCoagulation Guidelines for Specimen Handling and Processing. 2. Centrifuge, remove plasma, and centrifuge plasma again. 3. Freeze plasma immediately (no longer than 4 hours after collection) at -20 degrees C or, ideally below -40 degrees C. Additional Information: 1. Double-centrifuged specimen is critical for accurate results as platelet contamination may cause spurious results. 2. Each coagulation assay requested should have its own vial. | 0.5 mL | Prolonged clotting times may be associated with a wide variety of coagulation abnormalities including: -Deficiency or functional abnormality (congenital or acquired) of any of the coagulation proteins -Deficiency or functional abnormality of platelets -Specific factor inhibitors -Acute disseminated intravascular coagulation -Exogenous anticoagulants (eg, heparin, warfarin) The prothrombin time (PT) and activated partial thromboplastin time (APTT) are first-order tests for coagulation abnormalities and are prolonged in many bleeding disorders. A battery of coagulation tests is often required to determine the cause of prolonged clotting times. The thrombin time (TT) test is used to identify the cause of prolonged APTT or dilute Russell viper venom time (DRVVT).Reptilase time (RT) test is used to evaluate a prolonged TT. Reptilase is a thrombin-like enzyme isolated from the venom ofBothrops atrox. Thrombin splits small fibrinopeptides A and B from fibrinogen molecules, producing fibrin monomer, which polymerizes to form a clot. Reptilase, however, splits off fibrinopeptide A but not B, which results in fibrin polymerization. In contrast to thrombin and the TT test which are inhibited by heparin, the RT is normal in the presence of heparin. Similar to the TT test, the RT is prolonged in the presence of hypofibrinogenemia and dysfibrinogenemia. | 14.0-23.9 seconds | As seen in the following table, reptilase time can help distinguish among the various causes of a prolonged thrombin time (TT). Thrombin Time Reptilase Time Causes Remarks Prolonged Prolonged Hypo- or afibrinogenemia Ascertain by determination of fibrinogen Prolonged Prolonged Dysfibrinogenemia Ascertain by specific assay Prolonged Normal Heparin or inhibitor of thrombin Differentiate by human TT and/or heparin assays Prolonged Prolonged Fibrin(ogen) split products (FSP) Ascertain by FSP or D-dimer assay | The reptilase time test has limited diagnostic value when ordered as a stand-alone test. | Favaloro EJ, Lippi G, eds. Hemostasis and Thrombosis: Methods and Protocols. 1st ed. Humana Press; 2017 | The reptilase time assay is performed on the Instrumentation Laboratories ACL TOP. Patient plasma is combined with a reptilase reagent containing a thrombin-like enzyme triggering the coagulation process in the mixture. Time to clot formation is measured optically using a wavelength of 671 nm.(Owen CA, Bowie EJW, Thompson JH. Tests of hemostasis and blood coagulation. In: The Diagnosis of Bleeding Disorders. 2nd ed. Little, Brown and Company; 1975:85-154) | 1 to 4 days | 7 days | This test has been modified from the manufacturer's instructions. Its performance characteristics were determined by Mayo Clinic in a manner consistent with CLIA requirements. This test has not been cleared or approved by the US Food and Drug Administration. | 85635 | Reptilase Time, P | 6683-7 | RTSC | Reptilase Time, P | 6683-7
RP | Respiratory Panel, PCR, Nasopharyngeal | Rapid detection of respiratory infections caused by the following: -Adenovirus -Coronavirus (serotypes HKU1, NL63, 229E, OC43) - SARS-CoV-2, the causative agent of COVID-19 -Human metapneumovirus -Human rhinovirus/enterovirus -Influenza A (H1, H1-2009, H3) -Influenza B -Parainfluenza virus (serotypes 1-4) -Respiratory syncytial virus (RSV) -Bordetella pertussis -Bordetella parapertussis -Chlamydia pneumoniae -Mycoplasma pneumoniae This test isnot recommendedas a test of cure. | Multiplex Polymerase Chain Reaction (PCR) | Yes | Respiratory Panel, PCR, NP | If positive forMycoplasma pneumoniae,M pneumoniaemacrolide resistance will be performed at an additional charge. | Specimen Type:Nasopharyngealswab Supplies: -Culture Swab - Liquid Stuarts/Single Swab (NP Swab) (T515) -M4-RT (T605) -Nasopharyngeal Swab (Nylon Mini-Tip Swab)(T861) Collection Container/Tube:Swab.See Additional Information for acceptable swab. Submission Container/Tube:Transport medium. See Additional Information for acceptable media. Specimen Volume:Nasopharyngeal swab in minimum volume of 1 mL of transport media Collection Instructions: 1. Nasopharyngeal swab specimens should be collected according to standard technique and immediately placed into transport media and submitted for testing. 2.Submit swab in original container. Additional Information: If any nasopharyngeal swab or transport media not listed below is utilized, testing may be canceled. -Acceptable nasopharyngeal (NP) swabs are Copan Rayon Swabs, Copan Nylon Flocked Swabs, Copan Polyester Swabs, Puritan Calcium Alginate Swabs, SteriFlock NP Swab -Acceptable transport media are Remel M4, Remel M4-RT, Remel M5, Remel M6, BD Universal Viral Transport Media (VTM), Copan Universal Transport Media (UTM), PrimeStore Molecular Transport Medium (MTM) -Acceptable collection and transport systems are Sigma-Virocult Viral Collection and Transport System (Swab and transport medium), Copan ESwab Sample Collection and Delivery System (Swab and Liquid Amies Medium), and BD ESwab Collection Kit (Flocked swab and Liquid Amies Medium). | See Specimen Required | Respiratory infections are common and generally cause self-limited illnesses in healthy, immunocompetent hosts. Viruses account for a significant percentage of respiratory diseases, but bacteria can be associated with respiratory infections. Although respiratory illnesses are frequently mild, viruses may cause significant morbidity and mortality in immunocompromised hosts (eg, transplant recipients, patients with underlying malignancies). Influenza viruses (types A and B) and respiratory syncytial virus (RSV) are 2 common causes of viral respiratory illness, with peak incidence in the winter and spring months in the Northern hemisphere. Both viruses can cause a clinically indistinguishable syndrome characterized by fever, cough, headache, and general malaise. RSV is a leading cause of respiratory illness in young children. Early diagnosis of influenza and RSV is important so necessary infection control precautions can be taken if the patient is hospitalized, and antiviral therapy can be considered if the patient is hospitalized or considered at high-risk for severe disease.(1) Human metapneumovirus is also a cause of respiratory illness in both children and adults. Human rhinovirus and coronavirus serotypes HKU1, NL63, 229E, and OC43 are the causative agents of the common cold, with symptoms including runny nose, sore throat, and malaise. Infections with rhinovirus and coronaviruses are extremely common, due to the large number of serotypes of these viruses. Most infections are mild and self-limiting; however, immunocompromised individuals may suffer more severe illnesses, including lower respiratory tract disease. Severe acute respiratory syndrome coronavirus 2 (SARS-CoV-2) is an RNA virus that causes COVID-19. Like other coronaviruses that infect humans, SARS-CoV-2 can cause both upper and lower respiratory tract illness. Symptoms can range from mild (eg, the common cold) to severe (eg, pneumonia) in both healthy and immunocompromised patients. SARS-CoV-2 transmission occurs primarily via respiratory droplets. During the early stages of COVID-19 disease, the symptoms may be nonspecific and resemble other common respiratory infections, such as influenza. Parainfluenza viruses and adenovirus are also common causes of viral infection, especially in young children. Parainfluenza viruses are most common during the spring, summer, and fall months, with symptoms including fever, runny nose, and cough. However, parainfluenza viruses may also cause more severe lower respiratory disease, such as croup or pneumonia. Adenoviruses may infect a range of organ systems, with sequelae ranging from cold-like symptoms (sore throat) to pneumonia, conjunctivitis (pink eye), or diarrhea. Similar to the viruses described above, parainfluenza viruses and adenoviruses generally cause mild, self-limited infections but may cause severe disease in immunosuppressed patients. Respiratory infections may also be caused by bacterial pathogens, includingBordetella pertussis,Bordetella parapertussis,Chlamydia pneumoniae, andMycoplasma pneumoniae.B pertussisis the causative agent of pertussis, or whooping cough, a disease characterized by a prolonged cough that may be associated with an inspiratory whoop and post-tussive vomiting.B parapertussiscauses a similar, but generally less severe, illness.M pneumoniaeis a cause of upper respiratory infection, pharyngitis, tracheobronchitis, and pneumonia.C pneumoniaeis a rare cause of pneumonia. | Undetected (for all targets) | Results are intended to aid in the diagnosis of illness and are meant to be used in conjunction with other clinical and epidemiological findings. A negative result should not rule out infection in patients with a high pretest probability for a respiratory infection. The assay does not test for all potentially infectious agents of respiratory disease. Specimens collected too early or too late in the clinical course may not yield the organism causing disease. Negative results should be considered in the context of a patient's clinical course and treatment history, if applicable. For patients who are immunocompromised and have a negative FilmArray respiratory panel test from a nasopharyngeal sample but a high suspicion for infection, there may be additional value in testing a bronchoalveolar lavage specimen (RPB / Respiratory Panel, PCR, Varies). Positive results do not distinguish between a viable or replicating organism and the presence of a nonviable organism or nucleic acid, nor do they exclude the potential for coinfection by organisms not included in the panel. Nucleic acid may persist in some patients for days to weeks, even following appropriate therapy. Detection of 1 or more organisms included in this test suggests that the virus or bacteria is present in the clinical sample; however, the test does not distinguish between organisms that are causing disease and those that are present but not associated with a clinical illness. Coinfections (eg, detection of multiple viruses or bacteria or viruses and bacteria) may be observed with this test. In these situations, the clinical history and presentation should be reviewed thoroughly to determine the clinical significance of multiple pathogens in the same specimen. | Test results should be used as an aid in diagnosis. The single assay should not be used as the only criteria to form a clinical conclusion, but results should be correlated with patient symptoms and clinical presentation. A negative result does not negate the presence of the organism or active disease. The detection of microbial DNA or RNA is dependent upon proper sample collection, handling, transportation, storage, and preparation. There is a risk of false-negative results due to the presence of strains with sequence variability or genetic rearrangements in the target regions of the assays or levels of the organism at or below the limit of detection of the test. Positive results do not rule out coinfection with other pathogens. Negative results combined with respiratory illness may be due to pathogens not detected by this panel. Repeat testing should not be performed on samples collected less than 7 days apart. For severe acute respiratory syndrome coronavirus 2 (SARS-CoV-2) results from this assay, if repeat testing is considered within a 7-day period after an initial negative SARS-CoV-2 result, consider ordering a targeted SARS-CoV-2 assay. If initial SARS-CoV-2 results from this assay were positive, it is recommended to wait 14 days until a subsequent test is performed, if desired. Adenovirus Assay may show variable detection with nonrespiratory serotypes within species A, D, F, and G. Influenza A Performance characteristics were established when influenza A H1-2009, A H1, and A H3 were the predominant influenza A viruses in circulation. Performance of detecting influenza A may vary if other influenza A strains are circulating or a novel influenza A virus emerges. The performance of the FilmArray respiratory panel has not been established in individuals who received the influenza vaccine. Recent administration of a nasal influenza vaccine may cause false-positive results for influenza A or influenza B. Some strains of human, swine, or avian origin are predicted to react with influenza A assays leading to an Influenza A (no subtype detected) result. Assay detects and differentiates commonly occurring influenza A hemagglutinin subtypes based on only the hemagglutinin gene, through the use of 2 influenza A assays and 3 subtyping assays for the hemagglutinin gene. Results are reported as "detected" when at least one of the influenza A assays and one of the subtyping assays are both positive. If both influenza A assays are positive without a hemagglutinin subtype, results are reported as influenza A (no subtype detected). Equivocal results are reported following repeat testing in 2 scenarios: -Neither of the influenza A assays are positive, but a hemagglutinin gene is positive. -One of the influenza A assays is positive, and hemagglutinin genes are negative. The assay does not detect or differentiate the influenza A neuraminidase gene. Rhinovirus/Enterovirus Group Due to the genetic similarity of these viruses, the assay is unable to reliably differentiate them. Bordetella pertussis/Bordetella parapertussis Some acellular vaccines contain polymerase chain reaction (PCR)-detectable DNA. Contamination of specimens with the vaccine can cause false-positiveBordetella pertussisPCR results. Specimens should not be collected or processed in areas that are exposed toB pertussisvaccine material. Assay targets the single-copy promoter region of the pertussis toxin gene. Results of this assay may not be concordant with commonly usedBordetellaPCR assays, which target the multicopy insertions sequences (IS481). Cross reactivity could occur with high levels or rare sequence variants of other species such asBordetella bronchisepticaandBordetella parapertussis. Coronavirus Coronavirus OC43 assay may cross-react with coronavirus HKU1. As a result, when both HKU1 and OC43 are detected in the same patient specimen, the result may be due to assay cross-reactivity. A coinfection with these 2 viruses is also possible. SARS-CoV-2 The following animal coronavirus strains, unlikely to be found in humans, may cross react with the SARS-CoV-2 target: Bat coronavirus RaTG13 (accession: MN996532), Pangolin coronavirus (accession: MT084071), and bat SARS-like coronavirus sequences (accession MG772933 and MG772934). | 1. Lee N, Lui GC, Wong KT, et al. High morbidity and mortality in adults hospitalized for respiratory syncytial virus infections. Clin Infect Dis. 2013:57(8):1069-1077. doi:10.1093/cid/cit471 2. Miliander C, Espy M, Binnicker MJ. Evaluation of the BioFire FilmArray for the detection of respiratory viruses in clinical samples. Clinical Virology Symposium Annual Meeting. Daytona, Florida; April 2013 3.Ramanan P, Bryson AL, Binnicker MJ, Pritt BS, Patel R. Syndromic panel-based testing in clinical microbiology. Clin Microbiol Rev. 2017;31(1):e00024-17. doi:10.1128/CMR.00024-17 | The FilmArray Respiratory Panel is a closed system that performs all the chemistry required to isolate, amplify, and detect nucleic acid from multiple viral and bacterial respiratory pathogens within a single nasopharyngeal swab specimen. The panel contains reagents in freeze-dried form and is divided into discrete segments where the required chemical processes are carried out. Patient sample and hydration fluid are drawn by vacuum into the panel and then placed into the FilmArray instrument. The detection process operations are automated (nucleic acid purification, first stage polymerase chain reaction [PCR], second stage PCR, and melt analysis) and complete in about 45 minutes in this closed system. Nucleic Acid Purification: The sample is lysed by a combination of chemical and mechanical mechanisms and the liberated nucleic acid is captured, washed, and eluted using magnetic bead technology. First-Stage PCR: A reverse transcription step is performed to convert viral RNA into complementary DNA prior to amplification. The purified nucleic acid solution is combined with a preheated master mix to initiate the reverse transcription step and subsequent thermocycling for multiplex PCR. Second-Stage PCR: Products of first-stage PCR are diluted and mixed with fresh PCR reagents, which is distributed over the second stage PCR array. The individual wells of the array contain primers for different assays (in triplicate) that target specific nucleic acid sequences from each of the pathogens detected, as well as control template material. DNA Melting Analysis: Temperature is slowly increased and fluorescence in each well of the array is monitored and analyzed to generate a melt curve. Analysis of Melt Curves: The software evaluates the DNA melt curve for each well to determine if a PCR product was present in that well. If the melt profile indicates the presence of a PCR product, then the analysis software calculates the melting temperature of the curve, which is then compared against the expected range for the assay. When the software determines that the melt curve falls inside the assay-specific melt temp range, it is called positive. When it determines that the melt curve is not in the appropriate range, it is called negative. Analysis of Replicates: Melt curves of each of the 3 replicates for each assay are evaluated to determine the assay result. For an assay to be called positive, at least 2 of the 3 associated melt curves must be called positive, and the melting temperature (Tm) for at least 2 of the 3 positive melt curves must be similar (within 1 degree C). Assays that do not meet these criteria are called negative.(Instruction manual: FilmArray Respiratory Panel 2.1 (RP2.1). BioFire Diagnostics, LLC; VFR0000-8303 05/2020) | 1 to 2 days | 7 days | This test has been cleared, approved, or is exempt by the US Food and Drug Administration and is used per manufacturer's instructions. Performance characteristics were verified by Mayo Clinic in a manner consistent with CLIA requirements. | 0202U | Respiratory Panel, PCR, NP | 82159-5 | 609649 | SARS Coronavirus-2 | 94565-9
RPB | Respiratory Panel, PCR, Varies | Rapid detection of respiratory infections caused by the following: -Adenovirus -Coronavirus (serotypes HKU1, NL63, 229E, OC43) -SARS-CoV-2 -Human metapneumovirus -Human rhinovirus/enterovirus -Influenza A (H1, H1-2009, H3) -Influenza B -Parainfluenza virus (serotypes 1-4) -Respiratory syncytial virus (RSV) -Bordetella pertussis -Bordetella parapertussis -Chlamydia pneumoniae -Mycoplasma pneumoniae This test isnot recommendedas a test of cure. | Multiplex Polymerase Chain Reaction (PCR) | Yes | Respiratory Panel, PCR, V | If positive forMycoplasma pneumoniae,M pneumoniaemacrolide resistance will be performed at an additional charge. | Specimen Type:Respiratory fluid Sources:Bronchoalveolar lavage (BAL) or bronchial washing Collection Container/Tube:Sterile container Specimen Volume:1 mL | 0.5 mL | Respiratory infections are common and generally cause self-limited illnesses in healthy, immunocompetent hosts. Viruses account for a significant percentage of respiratory diseases, but bacteria can be associated with respiratory infections. Although respiratory illnesses are frequently mild, viruses may cause significant morbidity and mortality in individuals who are immunocompromised (eg, transplant recipients, patients with underlying malignancies). Influenza viruses (types A and B) and respiratory syncytial virus (RSV) are 2 common causes of viral respiratory illness, with peak incidence in the winter and spring months in the Northern hemisphere. Both viruses can cause a clinically indistinguishable syndrome characterized by fever, cough, headache, and general malaise. RSV is a leading cause of respiratory illness in young children. Early diagnosis of influenza and RSV is important so necessary infection control precautions can be taken if the patient is hospitalized, and antiviral therapy can be considered if the patient is hospitalized or considered at high-risk for severe disease.(1) Human metapneumovirus is also a cause of respiratory illness in both children and adults. Human rhinovirus and coronavirus serotypes HKU1, NL63, 229E, and OC43 are the causative agents of the common cold, with symptoms including runny nose, sore throat, and malaise. Infections with rhinovirus and coronaviruses are extremely common due to the large number of serotypes of these viruses. Most infections are mild and self-limiting; however, individuals who are immunocompromised may suffer more severe illnesses, including lower respiratory tract disease. SARS-CoV-2 virus is an RNA virus that causes COVID-19. Like other coronaviruses that infect humans, SARS-CoV-2 can cause both upper and lower respiratory tract illness. Symptoms can range from mild (eg, the common cold) to severe (eg, pneumonia) in both healthy individuals and patients who are immunocompromised. SARS-CoV-2 transmission occurs primarily via respiratory droplets. During the early stages of COVID-19 disease, the symptoms may be nonspecific and resemble other common respiratory infections, such as influenza. Parainfluenza viruses and adenovirus are also common causes of viral infection, especially in young children. Parainfluenza viruses are most common during the spring, summer, and fall months, with symptoms including fever, runny nose, and cough. However, parainfluenza viruses may also cause more severe lower respiratory disease, such as croup or pneumonia. Adenoviruses may infect a range of organ systems, with sequelae ranging from cold-like symptoms (sore throat) to pneumonia, conjunctivitis (pink eye), or diarrhea. Similar to the viruses described above, parainfluenza viruses and adenoviruses generally cause mild, self-limited infections but may cause severe disease in patients who are immunosuppressed. Respiratory infections may also be caused by bacterial pathogens, includingBordetella pertussis,Bordetella parapertussis,Chlamydia pneumoniae, andMycoplasma pneumoniae.B pertussisis the causative agent of pertussis, or whooping cough, a disease characterized by prolonged cough that may be associated with an inspiratory whoop and post-tussive vomiting.B parapertussiscauses a similar, but generally less severe, illness.M pneumoniaeis a cause of upper respiratory infection, pharyngitis, tracheobronchitis, and pneumonia.C pneumoniaeis a rare cause of pneumonia. | Undetected (for all targets) | Results are intended to aid in the diagnosis of illness and are meant to be used in conjunction with other clinical and epidemiological findings. A negative result should not rule out infection in patients with a high pretest probability for a respiratory infection. The assay does not test for all potential infectious agents of respiratory disease. Specimens collected too early or too late in the clinical course may not yield the organism causing disease. Negative results should be considered in the context of a patient's clinical course and treatment history, if applicable. Positive results do not distinguish between a viable or replicating organism and the presence of a nonviable organism or nucleic acid, nor do they exclude the potential for coinfection by organisms not included in the panel. Nucleic acid may persist in some patients for days to weeks, even following appropriate therapy. Detection of 1 or more organisms included in this test suggests that the virus or bacteria is present in the clinical sample; however, the test does not distinguish between organisms that are causing disease and those that are present but not associated with a clinical illness. Coinfections (eg, detection of multiple viruses or bacteria or viruses and bacteria) may be observed with this test. In these situations, the clinical history and presentation should be reviewed thoroughly to determine the clinical significance of multiple pathogens in the same specimen. | Test results should be used as an aid in diagnosis. The single assay should not be used as the only criteria to form a clinical conclusion, but results should be correlated with patient symptoms and clinical presentation. A negative result does not negate the presence of the organism or active disease. The detection of microbial DNA or RNA is dependent upon proper specimen collection, handling, transportation, storage, and preparation. There is a risk of false-negative results due to the presence of strains with sequence variability or genetic rearrangements in the target regions of the assays or levels of organism at or below the limit of detection of the test. Positive results do not rule out coinfection with other pathogens. Negative results combined with respiratory illness may be due to pathogens not detected by this panel. Repeat testing should not be performed on specimens collected less than 7 days apart. For SARS-CoV-2 results from this assay, if repeat testing is considered within a 7-day period after an initial negative SARS-CoV-2 result, consider ordering a targeted SARS-CoV-2 assay. If initial SARS-CoV-2 results from this assay were positive, it is recommended to wait 14 days until a subsequent test is performed, if desired. Adenovirus: Assay may show variable detection with non-respiratory serotypes within species A, D, F, and G. Influenza A: Performance characteristics were established when influenza A H1-2009, A H1, and A H3 were the predominant influenza A viruses in circulation. Performance of detecting influenza A may vary if other influenza A strains are circulating, or a novel influenza A virus emerges. The performance of the FilmArray respiratory panel has not been established in individuals who received influenza vaccine. Recent administration of a nasal influenza vaccine may cause false-positive results for influenza A or influenza B. Some strains of human, swine, or avian origin are predicted to react with influenza A assays leading to an influenza A (no subtype detected) result. Assay detects and differentiates commonly occurring influenza A hemagglutinin subtypes based on only the hemagglutinin gene, using 2 influenza A assays and 3 subtyping assays for the hemagglutinin gene. Results are reported as "detected" when at least one of the influenza A assays and one of the subtyping assays are both positive. If both influenza A assays are positive without a hemagglutinin subtype, results are reported as influenza A (no subtype detected). Equivocal results are reported following repeat testing in 2 scenarios: -Neither of the influenza A assays are positive, but a hemagglutinin gene is positive -One of the influenza A assays is positive, and hemagglutinin genes are negative. The assay does not detect or differentiate the influenza A neuraminidase gene. Rhinovirus/Enterovirus Group: Due to the genetic similarity of these viruses, the assay is unable to reliably differentiate them. Bordetella pertussis/Bordetella parapertussis: Some acellular vaccines contain polymerase chain reaction (PCR)-detectable DNA. Contamination of specimens with vaccine can cause false-positiveBordetella pertussisPCR results. Specimens should not be collected or processed in areas that are exposed toB pertussisvaccine material. Assay targets the single-copy promoter region of the pertussis toxin gene. Results of this assay may not be concordant with commonly usedBordetellaPCR assays, which target the multicopy insertions sequences (IS481). Cross reactivity could occur with high levels or rare sequence variants of other species, such asBordetella bronchisepticaandBordetella parapertussis. Coronavirus: Coronavirus OC43 assay may cross-react with coronavirus HKU1. As a result, when both HKU1 and OC43 are detected in the same patient specimen, the result may be due to assay cross-reactivity. A coinfection with these 2 viruses is also possible. SARS-CoV-2: The following animal coronavirus strains, unlikely to be found in humans, may cross react with the SARS-CoV-2 target: Bat coronavirus RaTG13 (accession: MN996532), Pangolin coronavirus (accession: MT084071), and bat SARS-like coronavirus sequences (accessions: MG772933 and MG772934). | 1. Lee N, Lui GC, Wong KT, et al. High morbidity and mortality in adults hospitalized for respiratory syncytial virus infections. Clin Infect Dis. 2013;57(8):1069-1077 2. Miliander C, Espy M, Binnicker MJ. Evaluation of the BioFire FilmArray for the detection of respiratory viruses in clinical samples. Clinical Virology Symposium Annual Meeting. Daytona, Florida; April 2013 3.Ramanan P, Bryson AL, Binnicker MJ, Pritt BS, Patel R. Syndromic panel-based testing in clinical microbiology. Clin Microbiol Rev. 2017;31(1):e00024-17. doi:10.1128/CMR.00024-17 | The BioFire FilmArray Respiratory Panel is a closed system that performs all the chemistry required to isolate, amplify, and detect nucleic acid from multiple viral and bacterial respiratory pathogens within a single nasopharyngeal swab specimen. The panel contains reagents in freeze-dried form and is divided into discrete segments where the required chemical processes are carried out. Patient sample and hydration fluid are drawn by vacuum into the panel and then placed into the FilmArray instrument. The detection process operations are automated (nucleic acid purification, first stage polymerase chain reaction [PCR], second stage PCR, and melt analysis) and complete in about 45 minutes in this closed system. Nucleic Acid Purification: The sample is lysed by a combination of chemical and mechanical mechanisms, and the liberated nucleic acid is captured, washed, and eluted using magnetic bead technology. First-Stage PCR: A reverse transcription step is performed to convert viral RNA into complementary DNA prior to amplification. The purified nucleic acid solution is combined with a preheated master mix to initiate the reverse transcription step and subsequent thermocycling for multiplex PCR. Second-Stage PCR:Products of first stage PCR are diluted and mixed with fresh PCR reagents, which is distributed over the second stage PCR array. The individual wells of the array contain primers for different assays (in triplicate) that target specific nucleic acid sequences from each of the pathogens detected, as well as control template material. DNA Melting Analysis: Temperature is slowly increased, and fluorescence in each well of the array is monitored and analyzed to generate a melt curve. Analysis of Melt Curves: The software evaluates the DNA melt curve for each well to determine if a PCR product was present in that well. If the melt profile indicates the presence of a PCR product, then the analysis software calculates the melting temperature of the curve, which is then compared against the expected range for the assay. When the software determines that the melt curve falls inside the assay-specific melt temp range, it is called positive. When it determines that the melt curve is not in the appropriate range, it is called negative. Analysis of Replicates: Melt curves of each of the 3 replicates for each assay are evaluated to determine the assay result. For an assay to be called positive, at least 2 of the 3 associated melt curves must be called positive, and the melting temperature for at least 2 of the 3 positive melt curves must be similar (within 1 degree C). Assays that do not meet these criteria are called negative.(Instruction manual: FilmArray Respiratory Panel 2.1. BioFire Diagnostics, LLC; BFR0000-8579-01, 03/2021) | 1 to 2 days | 7 days | This test has been modified from the manufacturer's instructions. Its performance characteristics were determined by Mayo Clinic in a manner consistent with CLIA requirements. This test has not been cleared or approved by the US Food and Drug Administration. | 0202U | Respiratory Panel, PCR, V | 92958-8 | 610548 | Interpretation | 59464-8
RPR1 | Respiratory Profile, Region 1, North Atlantic (CT, MA, ME, NJ, NH, NY, PA, RI, VT), Serum | Assessing sensitization to various inhalant allergens commonly found in the North Atlantic region including Connecticut, Maryland, Maine, New Hampshire, New Jersey, New York, Pennsylvania, Rhode Island, and Vermont Defining the allergen responsible for eliciting signs and symptoms Identifying allergens: -Responsible for allergic response and/or anaphylactic episode -To confirm sensitization prior to beginning immunotherapy -To investigate the specificity of allergic reactions to insect venom allergens, drugs, or chemical allergens | Fluorescence Enzyme Immunoassay (FEIA) | Yes | Resp Profile, Reg 1, North Atlantic | Serum | Collection Container/Tube: Preferred:Serum gel Acceptable:Red top Submission Container/Tube:Plastic vial Specimen Volume:1.8 mL Collection Instructions:Centrifuge and aliquot serum into a plastic vial. | 1.6 mL | Immunoglobulin E (IgE) is one of the 5 classes of immunoglobulins and is defined by the presence of the epsilon heavy chain. It is the most recently described immunoglobulin, having first been identified in 1966. IgE exists as a monomer and is present in the circulation at very low concentrations, approximately 300-fold lower than that of IgG. The physiologic role of IgE is not well characterized, although it is thought to be involved in defense against parasites, specifically helminths. The function of IgE is distinct from other immunoglobulins in that it induces activation of mast cells and basophils through the cell-surface receptorFc epsilon RI.Fc epsilon RIis a high-affinity receptor specific for IgE present at a high density on tissue-resident mast cells and basophils. Because of this high-affinity interaction, almost all IgE produced by B cells is bound to mast cells or basophils, which explains the low concentration present in circulation. Cross-linking of the Fc epsilon RI-bound IgE leads to cellular activation, resulting in immediate release of preformed granular components (histamine and tryptase) and subsequent production of lipid mediators (prostaglandins and leukotrienes) and cytokines (interleukin-4 and interleukin-5). Elevated concentrations of IgE may occur in the context of allergic disease. However, increases in the amount of circulating IgE can also be found in various other diseases, including primary immunodeficiencies, infections, inflammatory diseases, and malignancies. Total IgE measurements have limited utility for diagnostic evaluation of patients with suspected allergic disease. In this scenario, testing for the presence of allergen-specific IgE may provide more information. Clinical manifestations of allergic disease result from activation of mast cells and basophils, which occurs whenFc epsilon RI -bound IgE antibodies interact with allergen. In vitro serum testing for specific IgE antibodies may provide an indication of the immune response to an allergen that may be associated with allergic disease. The allergens chosen for testing often depend upon the age of the patient, history of allergen exposure, season of the year, and clinical manifestations. Sensitization to inhalant allergens (dust mite, mold, and pollen inhalants) primarily occurs in older children, adolescents, and adults, and usually manifests as respiratory disease (rhinitis and asthma). | Class,IgE kU/L,Interpretation, 0,<0.10,Negative, 0/1,0.10-0.34,Borderline/equivocal, 1,0.35-0.69,Equivocal, 2,0.70-3.49,Positive, 3,3.50-17.4,Positive, 4,17.5-49.9,Strongly positive, 5,50.0-99.9,Strongly positive, 6,> or =100,Strongly positive, Age,Reference interval (in kU/L), 0-5 months,< or =13, 6-11 months,< or =34, 1 and 2 years,< or =97, 3 years,< or =199, 4-6 years,< or =307, 7 and 8 years,< or =403, 9-12 years,< or =696, 13-15 years,< or =629, 16 and 17 years,< or =537, 18 years and older,< or =214, | Elevated concentrations of total IgE may be found in a variety of clinical diseases, including allergic disease, certain primary immunodeficiencies, infections, inflammatory diseases, and malignancies. Detection of allergen-specific IgE antibodies in serum (class 1 or greater) indicates an increased likelihood of allergic disease as opposed to other etiologies and defines the allergens that may be responsible for eliciting signs and symptoms. | An elevated concentration of total IgE is not diagnostic for allergic disease, and it must be interpreted in the clinical context of the patient, including age, sex, travel history, potential allergen exposure, and family history. A normal concentration of total IgE does not eliminate the possibility of allergic disease. In patients with a high index of suspicion for allergic disease, testing for allergen-specific IgE may be warranted. Testing for allergen-specific IgE antibodies is not useful in patients previously treated with immunotherapy to determine if residual clinical sensitivity exists, or in patients in whom the medical management does not depend upon identification of allergen specificity. Some individuals with clinically insignificant sensitivity to allergens may have measurable levels of IgE antibodies in serum, and test results must be interpreted in the clinical context. False-positive results for IgE antibodies may occur in patients with markedly elevated serum IgE (>2500 kU/L) due to nonspecific binding to allergen solid phases. | 1.Homburger HA, Hamilton RG: Allergic diseases. In: McPherson RA, Pincus MR, eds. Henry's Clinical Diagnosis and Management by Laboratory Methods. 23rd ed. Elsevier; 2017:1057-1070 2. Bernstein IL, Li JT, Bernstein DI, et al: Allergy diagnostic testing: An updated practice parameter. Ann Allergy Asthma Immunol 2008 Mar;100(3 Suppl 3):S1-148 | Specific IgE: Specific IgE from the patient's serum reacts with the allergen of interest, which is covalently coupled to an ImmunoCAP. After washing away nonspecific IgE, enzyme-labeled anti-IgE antibody is added to form a complex. After incubation, unbound anti-IgE is washed away, and the bound complex incubated with a developing agent. After stopping the reaction, the fluorescence of the eluate is measured. Fluorescence is proportional to the amount of specific IgE present in the patient's sample (ie, the higher the fluorescence value, the more IgE antibody is present).(Package insert: ImmunoCAP System Specific IgE FEIA. Phadia; Rev 06/2020) Total IgE: Anti-IgE, covalently coupled to ImmunoCAP, reacts with the IgE in a serum specimen. After washing, enzyme-labeled anti-IgE antibodies are added to form a complex. After incubation, unbound enzyme-labeled anti-IgE is washed away, and the bound complex incubated with a developing agent. After stopping the reaction, fluorescence of the eluate in the well is measured. The fluorescence is directly proportional to the concentration of IgE in the test specimen.(Package insert: Phadia CAP System IgE FEIA. Phadia; 10/2019) | Same day/1 to 3 days | 14 days | This test has been cleared, approved, or is exempt by the US Food and Drug Administration and is used per manufacturer's instructions. Performance characteristics were verified by Mayo Clinic in a manner consistent with CLIA requirements. | 8278586003 x 25 | Resp Profile, Reg 1, North Atlantic | 48824-7 | WALN | Walnut Tree, IgE | 6274-5
RPR10 | Respiratory Profile, Region 10, Southwestern Grasslands (OK, TX), Serum | Assessing sensitization to various inhalant allergens commonly found in the Southwestern Grasslands region, including Oklahoma and Texas Defining the allergen responsible for eliciting signs and symptoms Identifying allergens: -Responsible for allergic response and/or anaphylactic episode -To confirm sensitization prior to beginning immunotherapy -To investigate the specificity of allergic reactions to insect venom allergens, drugs, or chemical allergens | Fluorescence Enzyme Immunoassay (FEIA) | Yes | Resp Profile, Reg 10, SW Grasslands | Serum | Collection Container/Tube: Preferred:Serum gel Acceptable:Red top Submission Container/Tube:Plastic vial Specimen Volume:2 mL Collection Instructions:Centrifuge and aliquot serum into a plastic vial. | 1.55 mL | Immunoglobulin E (IgE) is one of the 5 classes of immunoglobulins and is defined by the presence of the epsilon heavy chain. It is the most recently described immunoglobulin, having first been identified in 1966. IgE exists as a monomer and is present in the circulation at very low concentrations, approximately 300-fold lower than that of IgG. The physiologic role of IgE is not well characterized, although it is thought to be involved in defense against parasites, specifically helminths. The function of IgE is distinct from other immunoglobulins in that it induces activation of mast cells and basophils through the cell-surface receptor Fc epsilon RI. Fc epsilon RI is a high-affinity receptor specific for IgE present at a high density on tissue-resident mast cells and basophils. Because of this high-affinity interaction, almost all IgE produced by B cells is bound to mast cells or basophils, which explains the low concentration present in circulation. Cross-linking of the Fc epsilon RI-bound IgE leads to cellular activation, resulting in immediate release of preformed granular components (histamine and tryptase) and subsequent production of lipid mediators (prostaglandins and leukotrienes) and cytokines (interleukin-4 and interleukin-5). Elevated concentrations of IgE may occur in the context of allergic disease. However, increases in the amount of circulating IgE can also be found in various other diseases, including primary immunodeficiencies, infections, inflammatory diseases, and malignancies. Total IgE measurements have limited utility for diagnostic evaluation of patients with suspected allergic disease. In this scenario, testing for the presence of allergen-specific IgE may provide more information. Clinical manifestations of allergic disease result from activation of mast cells and basophils, which occurs when Fc epsilon RI-bound IgE antibodies interact with allergen. In vitro serum testing for specific IgE antibodies may provide an indication of the immune response to an allergen that may be associated with allergic disease. The allergens chosen for testing often depend upon the age of the patient, history of allergen exposure, season of the year, and clinical manifestations. Sensitization to inhalant allergens (dust mites, mold, and pollen inhalants) primarily occurs in older children, adolescents, and adults, and usually manifests as respiratory disease (rhinitis and asthma). | Class,IgE kU/L,Interpretation, 0,<0.10,Negative, 0/1,0.10-0.34,Borderline/equivocal, 1,0.35-0.69,Equivocal, 2,0.70-3.49,Positive, 3,3.50-17.4,Positive, 4,17.5-49.9,Strongly positive, 5,50.0-99.9,Strongly positive, 6,> or =100,Strongly positive, Age,Reference interval (in kU/L), 0-5 months,< or =13, 6-11 months,< or =34, 1 and 2 years,< or =97, 3 years,< or =199, 4-6 years,< or =307, 7 and 8 years,< or =403, 9-12 years,< or =696, 13-15 years,< or =629, 16 and 17 years,< or =537, 18 years and older,< or =214, | Elevated concentrations of total IgE may be found in a variety of clinical diseases, including allergic disease, certain primary immunodeficiencies, infections, inflammatory diseases, and malignancies. Detection of allergen-specific IgE antibodies in serum (class 1 or greater) indicates an increased likelihood of allergic disease as opposed to other etiologies and defines the allergens that may be responsible for eliciting signs and symptoms. | An elevated concentration of total IgE is not diagnostic for allergic disease, and it must be interpreted in the clinical context of the patient, including age, sex, travel history, potential allergen exposure, and family history. A normal concentration of total IgE does not eliminate the possibility of allergic disease.In patients with a high index of suspicion for allergic disease, testing for allergen-specific IgE may be warranted. Testing for allergen-specific IgE antibodies is not useful in patients previously treated with immunotherapy to determine if residual clinical sensitivity exists, or in patients in whom the medical management does not depend upon identification of allergen specificity. Some individuals with clinically insignificant sensitivity to allergens may have measurable levels of IgE antibodies in serum, and test results must be interpreted in the clinical context. False-positive results for IgE antibodies may occur in patients with markedly elevated serum IgE (>2500 kU/L) due to nonspecific binding to allergen solid phases. | 1.Homburger HA, Hamilton RG: Allergic diseases. In: McPherson RA, Pincus MR, eds. Henry's Clinical Diagnosis and Management by Laboratory Methods. 23rd ed. Elsevier; 2017:1057-1070 2. Bernstein IL, Li JT, Bernstein DI, et al: Allergy diagnostic testing: An updated practice parameter. Ann Allergy Asthma Immunol. 2008 Mar;100(3 Suppl 3):S1-148 | Specific IgE: Specific IgE from the patient's serum reacts with the allergen of interest, which is covalently coupled to an ImmunoCAP. After washing away nonspecific IgE, enzyme-labeled anti-IgE antibody is added to form a complex. After incubation, unbound anti-IgE is washed away, and the bound complex incubated with a developing agent. After stopping the reaction, the fluorescence of the eluate is measured. Fluorescence is proportional to the amount of specific IgE present in the patient's sample (ie, the higher the fluorescence value, the more IgE antibody is present).(Package insert: ImmunoCAP System Specific IgE FEIA, Phadia Rev 06/2020) Total IgE: Anti-IgE, covalently coupled to ImmunoCAP, reacts with the IgE in a serum specimen. After washing, enzyme-labeled anti-IgE antibodies are added to form a complex. After incubation, unbound enzyme-labeled anti-IgE is washed away, and the bound complex incubated with a developing agent. After stopping the reaction, fluorescence of the eluate in the well is measured. The fluorescence is directly proportional to the concentration of IgE in the test specimen.(Package insert: Phadia CAP System IgE FEIA. Phadia; Rev 10/2019) | Same day/1 to 3 days | 14 days | This test has been cleared, approved, or is exempt by the US Food and Drug Administration and is used per manufacturer's instructions. Performance characteristics were verified by Mayo Clinic in a manner consistent with CLIA requirements. | 8278586003 x 25 | Resp Profile, Reg 10, SW Grasslands | 51991-8 | PCANH | Pecan Hickory, IgE | 6208-3
RPR11 | Respiratory Profile, Region 11, Rocky Mountain (AZ [Mt]; CO; ID [Mt]; NM, UT [Mt]; WY), Serum | Assessing sensitization to various inhalant allergens commonly found in the Rocky Mountain region including Arizona, Colorado, Idaho, New Mexico, Utah, and Wyoming Defining the allergen responsible for eliciting signs and symptoms Identifying allergens: -Responsible for allergic response and/or anaphylactic episode -To confirm sensitization prior to beginning immunotherapy -To investigate the specificity of allergic reactions to insect venom allergens, drugs, or chemical allergens | Fluorescence Enzyme Immunoassay (FEIA) | Yes | Resp Profile, Reg 11, Rocky Mt | Serum | Collection Container/Tube: Preferred:Serum gel Acceptable:Red top Submission Container/Tube:Plastic vial Specimen Volume:1.7 mL Collection Instructions:Centrifuge and aliquot serum into a plastic vial. | 1.5 mL | Immunoglobulin E (IgE) is one of the 5 classes of immunoglobulins and is defined by the presence of the epsilon heavy chain. It is the most recently described immunoglobulin, having first been identified in 1966. IgE exists as a monomer and is present in the circulation at very low concentrations, approximately 300-fold lower than that of IgG. The physiologic role of IgE is not well characterized, although it is thought to be involved in defense against parasites, specifically helminths. The function of IgE is distinct from other immunoglobulins in that it induces activation of mast cells and basophils through the cell-surface receptorFc epsilon RI.Fc epsilon RIis a high-affinity receptor specific for IgE present at a high density on tissue-resident mast cells and basophils. Because of this high-affinity interaction, almost all IgE produced by B cells is bound to mast cells or basophils, which explains the low concentration present in circulation. Cross-linking of the Fc epsilon RI-bound IgE leads to cellular activation, resulting in immediate release of preformed granular components (histamine and tryptase) and subsequent production of lipid mediators (prostaglandins and leukotrienes) and cytokines (interleukin-4 and interleukin-5). Elevated concentrations of IgE may occur in the context of allergic disease. However, increases in the amount of circulating IgE can also be found in various other diseases, including primary immunodeficiencies, infections, inflammatory diseases, and malignancies. Total IgE measurements have limited utility for diagnostic evaluation of patients with suspected allergic disease. In this scenario, testing for the presence of allergen-specific IgE may provide more information. Clinical manifestations of allergic disease result from activation of mast cells and basophils, which occurs whenFc epsilon RI-bound IgE antibodies interact with allergen. In vitro serum testing for specific IgE antibodies may provide an indication of the immune response to an allergen that may be associated with allergic disease. The allergens chosen for testing often depend upon the age of the patient, history of allergen exposure, season of the year, and clinical manifestations. Sensitization to inhalant allergens (dust mites, mold, and pollen inhalants) primarily occurs in older children, adolescents, and adults, and usually manifests as respiratory disease (rhinitis and asthma). | Class,IgE kU/L,Interpretation, 0,<0.10,Negative, 0/1,0.10-0.34,Borderline/equivocal, 1,0.35-0.69,Equivocal, 2,0.70-3.49,Positive, 3,3.50-17.4,Positive, 4,17.5-49.9,Strongly positive, 5,50.0-99.9,Strongly positive, 6,> or =100,Strongly positive, Age,Reference interval (in kU/L), 0-5 months,< or =13, 6-11 months,< or =34, 1 and 2 years,< or =97, 3 years,< or =199, 4-6 years,< or =307, 7 and 8 years,< or =403, 9-12 years,< or =696, 13-15 years,< or =629, 16 and 17 years,< or =537, 18 years and older,< or =214, | Elevated concentrations of total IgE may be found in a variety of clinical diseases, including allergic disease, certain primary immunodeficiencies, infections, inflammatory diseases, and malignancies. Detection of allergen-specific IgE antibodies in serum (class 1 or greater) indicates an increased likelihood of allergic disease as opposed to other etiologies and defines the allergens that may be responsible for eliciting signs and symptoms. | An elevated concentration of total IgE is not diagnostic for allergic disease, and it must be interpreted in the clinical context of the patient, including age, sex, travel history, potential allergen exposure, and family history. A normal concentration of total IgE does not eliminate the possibility of allergic disease.In patients with a high index of suspicion for allergic disease, testing for allergen-specific IgE may be warranted. Testing for allergen-specific IgE antibodies is not useful in patients previously treated with immunotherapy to determine if residual clinical sensitivity exists, or in patients in whom the medical management does not depend upon identification of allergen specificity. Some individuals with clinically insignificant sensitivity to allergens may have measurable levels of IgE antibodies in serum, and test results must be interpreted in the clinical context. False-positive results for IgE antibodies may occur in patients with markedly elevated serum IgE (>2500 kU/L) due to nonspecific binding to allergen solid phases. | 1.Homburger HA, Hamilton RG: Allergic diseases. In: McPherson RA, Pincus MR, eds. Henry's Clinical Diagnosis and Management by Laboratory Methods. 23rd ed. Elsevier; 2017:1057-1070 2. Bernstein IL, Li JT, Bernstein DI, et al: Allergy diagnostic testing: An updated practice parameter. Ann Allergy Asthma Immunol. 2008 Mar;100(3 Suppl 3):S1-148 | Specific IgE: Specific IgE from the patient's serum reacts with the allergen of interest, which is covalently coupled to an ImmunoCAP. After washing away nonspecific IgE, enzyme-labeled anti-IgE antibody is added to form a complex. After incubation, unbound anti-IgE is washed away, and the bound complex incubated with a developing agent. After stopping the reaction, the fluorescence of the eluate is measured. Fluorescence is proportional to the amount of specific IgE present in the patient's sample (ie, the higher the fluorescence value, the more IgE antibody is present).(Package insert: ImmunoCAP System Specific IgE FEIA. Phadia; Rev 06/2020) Total IgE: Anti-IgE, covalently coupled to ImmunoCAP, reacts with the IgE in a serum specimen. After washing, enzyme-labeled anti-IgE antibodies are added to form a complex. After incubation, unbound enzyme-labeled anti-IgE is washed away, and the bound complexincubated with a developing agent. After stopping the reaction, fluorescence of the eluate in the well is measured. The fluorescence is directly proportional to the concentration of IgE in the test specimen.(Package insert: Phadia CAP System IgE FEIA. Phadia; , Rev 10/2019) | Same day/1 to 3 days | 14 days | This test has been cleared, approved, or is exempt by the US Food and Drug Administration and is used per manufacturer's instructions. Performance characteristics were verified by Mayo Clinic in a manner consistent with CLIA requirements. | 82785-IgE86003 x 24-Each individual allergen | Resp Profile, Reg 11, Rocky Mt | 51991-8 | TIMG | Timothy Grass, IgE | 6265-3
RPR12 | Respiratory Profile, Region 12, Arid Southwest (Southern AZ Desert, Southern CA Desert), Serum | Assessing sensitization to various inhalant allergens commonly found in the arid Southwest region, including the southern Arizona desert and the southern California desert Defining the allergen responsible for eliciting signs and symptoms Identifying allergens: -Responsible for allergic response and/or anaphylactic episode -To confirm sensitization prior to beginning immunotherapy -To investigate the specificity of allergic reactions to insect venom allergens, drugs, or chemical allergens | Fluorescence Enzyme Immunoassay (FEIA) | Yes | Resp Profile, Reg 12, Arid SW | Serum | Collection Container/Tube: Preferred:Serum gel Acceptable:Red top Submission Container/Tube:Plastic vial Specimen Volume:1.7 mL Collection Instructions:Centrifuge and aliquot serum into a plastic vial. | 1.4 mL | Immunoglobulin E (IgE) is one of the 5 classes of immunoglobulins and is defined by the presence of the epsilon heavy chain. It is the most recently described immunoglobulin, having first been identified in 1966. IgE exists as a monomer and is present in the circulation at very low concentrations, approximately 300-fold lower than that of IgG. The physiologic role of IgE is not well characterized, although it is thought to be involved in defense against parasites, specifically helminths. The function of IgE is distinct from other immunoglobulins in that it induces activation of mast cells and basophils through the cell-surface receptor Fc epsilon RI. Fc epsilon RI is a high-affinity receptor specific for IgE present at a high density on tissue-resident mast cells and basophils. Because of this high-affinity interaction, almost all IgE produced by B cells is bound to mast cells or basophils, which explains the low concentration present in circulation. Cross-linking of the Fc epsilon RI-bound IgE leads to cellular activation, resulting in immediate release of preformed granular components (histamine and tryptase) and subsequent production of lipid mediators (prostaglandins and leukotrienes) and cytokines (interleukin-4 and interleukin-5). Elevated concentrations of IgE may occur in the context of allergic disease. However, increases in the amount of circulating IgE can also be found in various other diseases, including primary immunodeficiencies, infections, inflammatory diseases, and malignancies. Total IgE measurements have limited utility for diagnostic evaluation of patients with suspected allergic disease. In this scenario, testing for the presence of allergen-specific IgE may provide more information. Clinical manifestations of allergic disease result from activation of mast cells and basophils, which occurs when Fc epsilon RI-bound IgE antibodies interact with allergen. In vitro serum testing for specific IgE antibodies may provide an indication of the immune response to an allergen that may be associated with allergic disease. The allergens chosen for testing often depend upon the age of the patient, history of allergen exposure, season of the year, and clinical manifestations. Sensitization to inhalant allergens (dust mites, mold, and pollen inhalants) primarily occurs in older children, adolescents, and adults and usually manifests as respiratory disease (rhinitis and asthma). | Class,IgE kU/L,Interpretation, 0,<0.10,Negative, 0/1,0.10-0.34,Borderline/equivocal, 1,0.35-0.69,Equivocal, 2,0.70-3.49,Positive, 3,3.50-17.4,Positive, 4,17.5-49.9,Strongly positive, 5,50.0-99.9,Strongly positive, 6,> or =100,Strongly positive, Age,Reference interval (in kU/L), 0-5 months,< or =13, 6-11 months,< or =34, 1 and 2 years,< or =97, 3 years,< or =199, 4-6 years,< or =307, 7 and 8 years,< or =403, 9-12 years,< or =696, 13-15 years,< or =629, 16 and 17 years,< or =537, 18 years and older,< or =214, | Elevated concentrations of total IgE may be found in a variety of clinical diseases, including allergic disease, certain primary immunodeficiencies, infections, inflammatory diseases, and malignancies. Detection of allergen-specific IgE antibodies in serum (class 1 or greater) indicates an increased likelihood of allergic disease as opposed to other etiologies and defines the allergens that may be responsible for eliciting signs and symptoms. | An elevated concentration of total IgE is not diagnostic for allergic disease, and it must be interpreted in the clinical context of the patient, including age, sex, travel history, potential allergen exposure, and family history. A normal concentration of total IgE does not eliminate the possibility of allergic disease. In patients with a high index of suspicion for allergic disease, testing for allergen-specific IgE may be warranted. Testing for allergen-specific IgE antibodies is not useful in patients previously treated with immunotherapy to determine if residual clinical sensitivity exists or in patients in whom the medical management does not depend upon identification of allergen specificity. Some individuals with clinically insignificant sensitivity to allergens may have measurable levels of IgE antibodies in serum, and test results must be interpreted in the clinical context. False-positive results for IgE antibodies may occur in patients with markedly elevated serum IgE (>2500 kU/L) due to nonspecific binding to allergen solid phases. | 1.Homburger HA, Hamilton RG: Allergic diseases. In: McPherson RA, Pincus MR, eds. Henry's Clinical Diagnosis and Management by Laboratory Methods. 23rd ed. Elsevier; 2017:1057-1070 2. Bernstein IL, Li JT, Bernstein DI, et al: Allergy diagnostic testing: an updated practice parameter. Ann Allergy Asthma Immunol 2008 Mar;100(3 Suppl 3):S1-148 | Specific IgE: Specific IgE from the patient's serum reacts with the allergen of interest, which is covalently coupled to an ImmunoCAP. After washing away nonspecific IgE, enzyme-labeled anti-IgE antibody is added to form a complex. After incubation, unbound anti-IgE is washed away, and the bound complex incubated with a developing agent. After stopping the reaction, the fluorescence of the eluate is measured. Fluorescence is proportional to the amount of specific IgE present in the patient's sample (ie, the higher the fluorescence value, the more IgE antibody is present).(Package insert: ImmunoCAP System Specific IgE FEIA. Phadia; Rev 06/2020) Total IgE: Anti-IgE, covalently coupled to ImmunoCAP, reacts with the IgE in a serum specimen. After washing, enzyme-labeled anti-IgE antibodies are added to form a complex. After incubation, unbound enzyme-labeled anti-IgE is washed away, and the bound complex incubated with a developing agent. After stopping the reaction, fluorescence of the eluate in the well is measured. The fluorescence is directly proportional to the concentration of IgE in the test specimen.(Package insert: Phadia CAP System IgE FEIA. Phadia; Rev 10/2019) | Same day/1 to 3 days | 14 days | This test has been cleared, approved, or is exempt by the US Food and Drug Administration and is used per manufacturer's instructions. Performance characteristics were verified by Mayo Clinic in a manner consistent with CLIA requirements. | 82785-IgE86003 x 22-Each individual allergen | Resp Profile, Reg 12, Arid SW | 51991-8 | SRW | Short Ragweed, IgE | 6085-5
RPR13 | Respiratory Profile, Region 13, Southern Coastal California, Serum | Assessing sensitization to various inhalant allergens commonly found in the Southern Coastal California region Defining the allergen responsible for eliciting signs and symptoms Identifying allergens: -Responsible for allergic response and/or anaphylactic episode -To confirm sensitization prior to beginning immunotherapy -To investigate the specificity of allergic reactions to insect venom allergens, drugs, or chemical allergens | Fluorescence Enzyme Immunoassay (FEIA) | Yes | Resp Profile, Reg 13, S Coastal CA | Serum | Collection Container/Tube: Preferred:Serum gel Acceptable:Red top Submission Container/Tube:Plastic vial Specimen Volume:1.7 mL Collection Instructions:Centrifuge and aliquot serum into a plastic vial. | 1.5 mL | Immunoglobulin E (IgE) is one of the 5 classes of immunoglobulins and is defined by the presence of the epsilon heavy chain. It is the most recently described immunoglobulin, having first been identified in 1966. IgE exists as a monomer and is present in the circulation at very low concentrations, approximately 300-fold lower than that of IgG. The physiologic role of IgE is not well characterized, although it is thought to be involved in defense against parasites, specifically helminths. The function of IgE is distinct from other immunoglobulins in that it induces activation of mast cells and basophils through the cell-surface receptorFc epsilon RI.Fc epsilon RIis a high-affinity receptor specific for IgE present at a high density on tissue-resident mast cells and basophils. Because of this high-affinity interaction, almost all IgE produced by B cells is bound to mast cells or basophils, which explains the low concentration present in circulation. Cross-linking of the Fc epsilon RI-bound IgE leads to cellular activation, resulting in immediate release of preformed granular components (histamine and tryptase) and subsequent production of lipid mediators (prostaglandins and leukotrienes) and cytokines (interleukin-4 and interleukin-5). Elevated concentrations of IgE may occur in the context of allergic disease. However, increases in the amount of circulating IgE can also be found in various other diseases, including primary immunodeficiencies, infections, inflammatory diseases, and malignancies. Total IgE measurements have limited utility for diagnostic evaluation of patients with suspected allergic disease. In this scenario, testing for the presence of allergen-specific IgE may provide more information. Clinical manifestations of allergic disease result from activation of mast cells and basophils, which occurs whenFc epsilon RI-bound IgE antibodies interact with allergen. In vitro serum testing for specific IgE antibodies may provide an indication of the immune response to an allergen that may be associated with allergic disease. The allergens chosen for testing often depend upon the age of the patient, history of allergen exposure, season of the year, and clinical manifestations. Sensitization to inhalant allergens (dust mites, mold, and pollen inhalants) primarily occurs in older children, adolescents, and adults, and usually manifests as respiratory disease (rhinitis and asthma). | Class,IgE kU/L,Interpretation, 0,<0.10,Negative, 0/1,0.10-0.34,Borderline/equivocal, 1,0.35-0.69,Equivocal, 2,0.70-3.49,Positive, 3,3.50-17.4,Positive, 4,17.5-49.9,Strongly positive, 5,50.0-99.9,Strongly positive, 6,> or =100,Strongly positive, Age,Reference interval (in kU/L), 0-5 months,< or =13, 6-11 months,< or =34, 1 and 2 years,< or =97, 3 years,< or =199, 4-6 years,< or =307, 7 and 8 years,< or =403, 9-12 years,< or =696, 13-15 years,< or =629, 16 and 17 years,< or =537, 18 years and older,< or =214, | Elevated concentrations of total IgE may be found in a variety of clinical diseases, including allergic disease, certain primary immunodeficiencies, infections, inflammatory diseases, and malignancies. Detection of allergen-specific IgE antibodies in serum (class 1 or greater) indicates an increased likelihood of allergic disease as opposed to other etiologies and defines the allergens that may be responsible for eliciting signs and symptoms. | An elevated concentration of total IgE is not diagnostic for allergic disease, and it must be interpreted in the clinical context of the patient, including age, sex, travel history, potential allergen exposure, and family history. A normal concentration of total IgE does not eliminate the possibility of allergic disease.In patients with a high index of suspicion for allergic disease, testing for allergen-specific IgE may be warranted. Testing for allergen-specific IgE antibodies is not useful in patients previously treated with immunotherapy to determine if residual clinical sensitivity exists, or in patients in whom the medical management does not depend upon identification of allergen specificity. Some individuals with clinically insignificant sensitivity to allergens may have measurable levels of IgE antibodies in serum, and test results must be interpreted in the clinical context. False-positive results for IgE antibodies may occur in patients with markedly elevated serum IgE (>2500 kU/L) due to nonspecific binding to allergen solid phases. | 1.Homburger HA, Hamilton RG: Allergic diseases. In: McPherson RA, Pincus MR, eds. Henry's Clinical Diagnosis and Management by Laboratory Methods. 23rd ed. Elsevier; 2017:1057-1070 2. Bernstein IL, Li JT, Bernstein DI, et al: Allergy diagnostic testing: An updated practice parameter. Ann Allergy Asthma Immunol. 2008 Mar;100(3 Suppl 3):S1-148 | Specific IgE: Specific IgE from the patient's serum reacts with the allergen of interest, which is covalently coupled to an ImmunoCAP. After washing away nonspecific IgE, enzyme-labeled anti-IgE antibody is added to form a complex. After incubation, unbound anti-IgE is washed away, and the bound complex incubated with a developing agent. After stopping the reaction, the fluorescence of the eluate is measured. Fluorescence is proportional to the amount of specific IgE present in the patient's sample (ie, the higher the fluorescence value, the more IgE antibody is present).(Package insert: ImmunoCAP System Specific IgE FEIA. Phadia; Rev 06/2020) Total IgE: Anti-IgE, covalently coupled to ImmunoCAP, reacts with the IgE in a serum specimen. After washing, enzyme-labeled anti-IgE antibodies are added to form a complex. After incubation, unbound enzyme-labeled anti-IgE is washed away, and the bound complex incubated with a developing agent. After stopping the reaction, fluorescence of the eluate in the well is measured. The fluorescence is directly proportional to the concentration of IgE in the test specimen.(Package insert: Phadia CAP System IgE FEIA.Phadia;Revised 10/2019) | Same day/1 to 3 days | 14 days | This test has been cleared, approved, or is exempt by the US Food and Drug Administration and is used per manufacturer's instructions. Performance characteristics were verified by Mayo Clinic in a manner consistent with CLIA requirements. | 82785-IgE86003 x 24-Each individual allergen | Resp Profile, Reg 13, S Coastal CA | 49020-1 | WALN | Walnut Tree, IgE | 6274-5
RPR14 | Respiratory Profile, Region 14, Central California, Serum | Assessing sensitization to various inhalant allergens commonly found in Central California Defining the allergen responsible for eliciting signs and symptoms Identifying allergens: -Responsible for allergic response and/or anaphylactic episode -To confirm sensitization prior to beginning immunotherapy -To investigate the specificity of allergic reactions to insect venom allergens, drugs, or chemical allergens | Fluorescence Enzyme Immunoassay (FEIA) | Yes | Resp Profile, Reg 14, Central CA | Serum | Collection Container/Tube: Preferred:Serum gel Acceptable:Red top Submission Container/Tube:Plastic vial Specimen Volume:1.7 mL Collection Instructions:Centrifuge and aliquot serum into a plastic vial. | 1.5 mL | Immunoglobulin E (IgE) is one of the 5 classes of immunoglobulins and is defined by the presence of the epsilon heavy chain. It is the most recently described immunoglobulin, having first been identified in 1966. IgE exists as a monomer and is present in the circulation at very low concentrations, approximately 300-fold lower than that of IgG. The physiologic role of IgE is not well characterized, although it is thought to be involved in defense against parasites, specifically helminths. The function of IgE is distinct from other immunoglobulins in that it induces activation of mast cells and basophils through the cell-surface receptor Fc epsilon RI. Fc epsilon RI is a high-affinity receptor specific for IgE present at a high density on tissue-resident mast cells and basophils. Because of this high-affinity interaction, almost all IgE produced by B cells is bound to mast cells or basophils, which explains the low concentration present in circulation. Cross-linking of the Fc epsilon RI-bound IgE leads to cellular activation, resulting in immediate release of preformed granular components (histamine and tryptase) and subsequent production of lipid mediators (prostaglandins and leukotrienes) and cytokines (interleukin-4 and interleukin-5). Elevated concentrations of IgE may occur in the context of allergic disease. However, increases in the amount of circulating IgE can also be found in various other diseases, including primary immunodeficiencies, infections, inflammatory diseases, and malignancies. Total IgE measurements have limited utility for diagnostic evaluation of patients with suspected allergic disease. In this scenario, testing for the presence of allergen-specific IgE may provide more information. Clinical manifestations of allergic disease result from activation of mast cells and basophils, which occurs when Fc epsilon RI-bound IgE antibodies interact with allergen. In vitro serum testing for specific IgE antibodies may provide an indication of the immune response to an allergen that may be associated with allergic disease. The allergens chosen for testing often depend upon the age of the patient, history of allergen exposure, season of the year, and clinical manifestations. Sensitization to inhalant allergens (dust mite, mold, and pollen inhalants) primarily occurs in older children, adolescents, and adults, and usually manifests as respiratory disease (rhinitis and asthma). | Class,IgE kU/L,Interpretation, 0,<0.10,Negative, 0/1,0.10-0.34,Borderline/equivocal, 1,0.35-0.69,Equivocal, 2,0.70-3.49,Positive, 3,3.50-17.4,Positive, 4,17.5-49.9,Strongly positive, 5,50.0-99.9,Strongly positive, 6,> or =100,Strongly positive, Age,Reference interval (in kU/L), 0-5 months,< or =13, 6-11 months,< or =34, 1 and 2 years,< or =97, 3 years,< or =199, 4-6 years,< or =307, 7 and 8 years,< or =403, 9-12 years,< or =696, 13-15 years,< or =629, 16 and 17 years,< or =537, 18 years and older,< or =214, | Elevated concentrations of total IgE may be found in a variety of clinical diseases, including allergic disease, certain primary immunodeficiencies, infections, inflammatory diseases, and malignancies. Detection of allergen-specific IgE antibodies in serum (class 1 or greater) indicates an increased likelihood of allergic disease as opposed to other etiologies and defines the allergens that may be responsible for eliciting signs and symptoms. | An elevated concentration of total IgE is not diagnostic for allergic disease, and it must be interpreted in the clinical context of the patient, including age, sex, travel history, potential allergen exposure, and family history. A normal concentration of total IgE does not eliminate the possibility of allergic disease.In patients with a high index of suspicion for allergic disease, testing for allergen-specific IgE may be warranted. Testing for allergen-specific IgE antibodies is not useful in patients previously treated with immunotherapy to determine if residual clinical sensitivity exists, or in patients in whom the medical management does not depend upon identification of allergen specificity. Some individuals with clinically insignificant sensitivity to allergens may have measurable levels of IgE antibodies in serum, and test results must be interpreted in the clinical context. False-positive results for IgE antibodies may occur in patients with markedly elevated serum IgE (>2500 kU/L) due to nonspecific binding to allergen solid phases. | 1.Homburger HA, Hamilton RG: Allergic diseases. In: McPherson RA, Pincus MR, eds. Henry's Clinical Diagnosis and Management by Laboratory Methods. 23rd ed. Elsevier; 2017:1057-1070 2. Bernstein IL, Li JT, Bernstein DI, et al: Allergy diagnostic testing: An updated practice parameter. Ann Allergy Asthma Immunol. 2008 Mar;100(3 Suppl 3):S1-148 | Specific IgE: Specific IgE from the patient's serum reacts with the allergen of interest, which is covalently coupled to an ImmunoCAP. After washing away nonspecific IgE, enzyme-labeled anti-IgE antibody is added to form a complex. After incubation, unbound anti-IgE is washed away, and the bound complex incubated with a developing agent. After stopping the reaction, the fluorescence of the eluate is measured. Fluorescence is proportional to the amount of specific IgE present in the patient's sample (ie, the higher the fluorescence value, the more IgE antibody is present).(Package insert: ImmunoCAP System Specific IgE FEIA. Phadia; Rev 06/2020) Total IgE: Anti-IgE, covalently coupled to ImmunoCAP, reacts with the IgE in a serum specimen. After washing, enzyme-labeled anti-IgE antibodies are added to form a complex. After incubation, unbound enzyme-labeled anti-IgE is washed away, and the bound complex incubated with a developing agent. After stopping the reaction, fluorescence of the eluate in the well is measured. The fluorescence is directly proportional to the concentration of IgE in the test specimen.(Package insert: Phadia CAP System IgE FEIA. Phadia; Rev 10/2019) | Same day/1 to 3 days | 14 days | This test has been cleared, approved, or is exempt by the US Food and Drug Administration and is used per manufacturer's instructions. Performance characteristics were verified by Mayo Clinic in a manner consistent with CLIA requirements. | 82785-IgE86003 x 23-Each individual allergen | Resp Profile, Reg 14, Central CA | 48837-9 | TIMG | Timothy Grass, IgE | 6265-3
RPR15 | Respiratory Profile, Region 15, Intermountain West (Southern ID, NV), Serum | Assessing sensitization to various inhalant allergens commonly found in the Intermountain West region including southern Idaho and Nevada Defining the allergen responsible for eliciting signs and symptoms Identifying allergens: -Responsible for allergic response and/or anaphylactic episode -To confirm sensitization prior to beginning immunotherapy -To investigate the specificity of allergic reactions to insect venom allergens, drugs, or chemical allergens | Fluorescence Enzyme Immunoassay (FEIA) | Yes | Resp Profile, Reg 15, Intermtn W | Serum | Collection Container/Tube: Preferred:Serum gel Acceptable:Red top Submission Container/Tube:Plastic vial Specimen Volume:1.6 mL Collection Instructions:Centrifuge and aliquot serum into a plastic vial. | 1.4 mL | Immunoglobulin E (IgE) is one of the 5 classes of immunoglobulins and is defined by the presence of the epsilon heavy chain. It is the most recently described immunoglobulin, having first been identified in 1966. IgE exists as a monomer and is present in the circulation at very low concentrations, approximately 300-fold lower than that of IgG. The physiologic role of IgE is not well characterized, although it is thought to be involved in defense against parasites, specifically helminths. The function of IgE is distinct from other immunoglobulins in that it induces activation of mast cells and basophils through the cell-surface receptor Fc epsilon RI. Fc epsilon RI is a high-affinity receptor specific for IgE present at a high density on tissue-resident mast cells and basophils. Because of this high-affinity interaction, almost all IgE produced by B cells is bound to mast cells or basophils, which explains the low concentration present in circulation. Cross-linking of the Fc epsilon RI-bound IgE leads to cellular activation, resulting in immediate release of preformed granular components (histamine and tryptase) and subsequent production of lipid mediators (prostaglandins and leukotrienes) and cytokines (interleukin-4 and interleukin-5). Elevated concentrations of IgE may occur in the context of allergic disease. However, increases in the amount of circulating IgE can also be found in various other diseases, including primary immunodeficiencies, infections, inflammatory diseases, and malignancies. Total IgE measurements have limited utility for diagnostic evaluation of patients with suspected allergic disease. In this scenario, testing for the presence of allergen-specific IgE may provide more information. Clinical manifestations of allergic disease result from activation of mast cells and basophils, which occurs when Fc epsilon RI-bound IgE antibodies interact with allergen. In vitro serum testing for specific IgE antibodies may provide an indication of the immune response to an allergen that may be associated with allergic disease. The allergens chosen for testing often depend upon the age of the patient, history of allergen exposure, season of the year, and clinical manifestations. Sensitization to inhalant allergens (dust mites, mold, and pollen inhalants) primarily occurs in older children, adolescents, and adults and usually manifests as respiratory disease (rhinitis and asthma). | Class,IgE kU/L,Interpretation, 0,<0.10,Negative, 0/1,0.10-0.34,Borderline/equivocal, 1,0.35-0.69,Equivocal, 2,0.70-3.49,Positive, 3,3.50-17.4,Positive, 4,17.5-49.9,Strongly positive, 5,50.0-99.9,Strongly positive, 6,> or =100,Strongly positive, Age,Reference interval (in kU/L), 0-5 months,< or =13, 6-11 months,< or =34, 1 and 2 years,< or =97, 3 years,< or =199, 4-6 years,< or =307, 7 and 8 years,< or =403, 9-12 years,< or =696, 13-15 years,< or =629, 16 and 17 years,< or =537, 18 years and older,< or =214, | Elevated concentrations of total IgE may be found in a variety of clinical diseases, including allergic disease, certain primary immunodeficiencies, infections, inflammatory diseases, and malignancies. Detection of allergen-specific IgE antibodies in serum (class 1 or greater) indicates an increased likelihood of allergic disease as opposed to other etiologies and defines the allergens that may be responsible for eliciting signs and symptoms. | An elevated concentration of total IgE is not diagnostic for allergic disease, and it must be interpreted in the clinical context of the patient, including age, sex, travel history, potential allergen exposure, and family history. A normal concentration of total IgE does not eliminate the possibility of allergic disease.In patients with a high index of suspicion for allergic disease, testing for allergen-specific IgE may be warranted. Testing for allergen-specific IgE antibodies is not useful in patients previously treated with immunotherapy to determine if residual clinical sensitivity exists or in patients in whom the medical management does not depend upon identification of allergen specificity. Some individuals with clinically insignificant sensitivity to allergens may have measurable levels of IgE antibodies in serum, and test results must be interpreted in the clinical context. False-positive results for IgE antibodies may occur in patients with markedly elevated serum IgE (>2500 kU/L) due to nonspecific binding to allergen solid phases. | 1.Homburger HA, Hamilton RG: Allergic diseases. In: McPherson RA, Pincus MR, eds. Henry's Clinical Diagnosis and Management by Laboratory Methods. 23rd ed. Elsevier; 2017:1057-1070 2. Bernstein IL, Li JT, Bernstein DI, et al: Allergy diagnostic testing: an updated practice parameter. Ann Allergy Asthma Immunol 2008 Mar;100(3 Suppl 3):S1-148 | Specific IgE: Specific IgE from the patient's serum reacts with the allergen of interest, which is covalently coupled to an ImmunoCAP. After washing away nonspecific IgE, enzyme-labeled anti-IgE antibody is added to form a complex. After incubation, unbound anti-IgE is washed away, and the bound complex incubated with a developing agent. After stopping the reaction, the fluorescence of the eluate is measured. Fluorescence is proportional to the amount of specific IgE present in the patient's sample (ie, the higher the fluorescence value, the more IgE antibody is present).(Package insert: ImmunoCAP System Specific IgE FEIA. Phadia; Rev 06/2020) Total IgE: Anti-IgE, covalently coupled to ImmunoCAP, reacts with the IgE in a serum specimen. After washing, enzyme-labeled anti-IgE antibodies are added to form a complex. After incubation, unbound enzyme-labeled anti-IgE is washed away, and the bound complex incubated with a developing agent. After stopping the reaction, fluorescence of the eluate in the well is measured. The fluorescence is directly proportional to the concentration of IgE in the test specimen.(Package insert: Phadia CAP System IgE FEIA. Phadia; Rev 10/2019) | Same day/1 to 3 days | 14 days | This test has been cleared, approved, or is exempt by the US Food and Drug Administration and is used per manufacturer's instructions. Performance characteristics were verified by Mayo Clinic in a manner consistent with CLIA requirements. | 82785-IgE86003 x 22-Each individual allergen | Resp Profile, Reg 15, Intermtn W | 51991-8 | TIMG | Timothy Grass, IgE | 6265-3
RPR16 | Respiratory Profile, Region 16, Inland Northwest (OR, Central and Eastern WA), Serum | Assessing sensitization to various inhalant allergens commonly found in the inland Northwest region, including Oregon and central and east Washington Defining the allergen responsible for eliciting signs and symptoms Identifying allergens: -Responsible for allergic response and/or anaphylactic episode -To confirm sensitization prior to beginning immunotherapy -To investigate the specificity of allergic reactions to insect venom allergens, drugs, or chemical allergens | Fluorescence Enzyme Immunoassay (FEIA) | Yes | Resp Profile, Reg 16, Inland NW | Serum | Collection Container/Tube: Preferred:Serum gel Acceptable:Red top Submission Container/Tube:Plastic vial Specimen Volume:1.6 mL Collection Instructions:Centrifuge and aliquot serum into a plastic vial. | 1.4 mL | Immunoglobulin E (IgE) is one of the 5 classes of immunoglobulins and is defined by the presence of the epsilon heavy chain. It is the most recently described immunoglobulin, having first been identified in 1966. IgE exists as a monomer and is present in the circulation at very low concentrations, approximately 300-fold lower than that of IgG. The physiologic role of IgE is not well characterized, although it is thought to be involved in defense against parasites, specifically helminths. The function of IgE is distinct from other immunoglobulins in that it induces activation of mast cells and basophils through the cell-surface receptor Fc epsilon RI. Fc epsilon RI is a high-affinity receptor specific for IgE present at a high density on tissue-resident mast cells and basophils. Because of this high-affinity interaction, almost all IgE produced by B cells is bound to mast cells or basophils, which explains the low concentration present in circulation. Cross-linking of the Fc epsilon RI-bound IgE leads to cellular activation, resulting in immediate release of preformed granular components (histamine and tryptase) and subsequent production of lipid mediators (prostaglandins and leukotrienes) and cytokines (interleukin-4 and interleukin-5). Elevated concentrations of IgE may occur in the context of allergic disease. However, increases in the amount of circulating IgE can also be found in various other diseases, including primary immunodeficiencies, infections, inflammatory diseases, and malignancies. Total IgE measurements have limited utility for diagnostic evaluation of patients with suspected allergic disease. In this scenario, testing for the presence of allergen-specific IgE may provide more information. Clinical manifestations of allergic disease result from activation of mast cells and basophils, which occurs when Fc epsilon RI-bound IgE antibodies interact with allergen. In vitro serum testing for specific IgE antibodies may provide an indication of the immune response to an allergen that may be associated with allergic disease. The allergens chosen for testing often depend upon the age of the patient, history of allergen exposure, season of the year, and clinical manifestations. Sensitization to inhalant allergens (dust mites, mold, and pollen inhalants) primarily occurs in older children, adolescents, and adults and usually manifests as respiratory disease (rhinitis and asthma). | Class,IgE kU/L,Interpretation, 0,<0.10,Negative, 0/1,0.10-0.34,Borderline/equivocal, 1,0.35-0.69,Equivocal, 2,0.70-3.49,Positive, 3,3.50-17.4,Positive, 4,17.5-49.9,Strongly positive, 5,50.0-99.9,Strongly positive, 6,> or =100,Strongly positive, Age,Reference interval (in kU/L), 0-5 months,< or =13, 6-11 months,< or =34, 1 and 2 years,< or =97, 3 years,< or =199, 4-6 years,< or =307, 7 and 8 years,< or =403, 9-12 years,< or =696, 13-15 years,< or =629, 16 and 17 years,< or =537, 18 years and older,< or =214, | Elevated concentrations of total IgE may be found in a variety of clinical diseases, including allergic disease, certain primary immunodeficiencies, infections, inflammatory diseases, and malignancies. Detection of allergen-specific IgE antibodies in serum (class 1 or greater) indicates an increased likelihood of allergic disease as opposed to other etiologies and defines the allergens that may be responsible for eliciting signs and symptoms. | An elevated concentration of total IgE is not diagnostic for allergic disease, and it must be interpreted in the clinical context of the patient, including age, sex, travel history, potential allergen exposure, and family history. A normal concentration of total IgE does not eliminate the possibility of allergic disease. In patients with a high index of suspicion for allergic disease, testing for allergen-specific IgE may be warranted. Testing for allergen-specific IgE antibodies is not useful in patients previously treated with immunotherapy to determine if residual clinical sensitivity exists or in patients in whom the medical management does not depend upon identification of allergen specificity. Some individuals with clinically insignificant sensitivity to allergens may have measurable levels of IgE antibodies in serum, and test results must be interpreted in the clinical context. False-positive results for IgE antibodies may occur in patients with markedly elevated serum IgE (>2500 kU/L) due to nonspecific binding to allergen solid phases. | 1.Homburger HA, Hamilton RG: Allergic diseases. In: McPherson RA, Pincus MR, eds. Henry's Clinical Diagnosis and Management by Laboratory Methods. 23rd ed. Elsevier; 2017:1057-1070 2. Bernstein IL, Li JT, Bernstein DI, et al: Allergy diagnostic testing: an updated practice parameter. Ann Allergy Asthma Immunol. 2008 Mar;100(3 Suppl 3):S1-148 | Specific IgE: Specific IgE from the patient's serum reacts with the allergen of interest, which is covalently coupled to an ImmunoCAP. After washing away nonspecific IgE, enzyme-labeled anti-IgE antibody is added to form a complex. After incubation, unbound anti-IgE is washed away, and the bound complex incubated with a developing agent. After stopping the reaction, the fluorescence of the eluate is measured. Fluorescence is proportional to the amount of specific IgE present in the patient's sample (ie, the higher the fluorescence value, the more IgE antibody is present).(Package insert: ImmunoCAP System Specific IgE FEIA. Phadia; Rev 06/2020) Total IgE: Anti-IgE, covalently coupled to ImmunoCAP, reacts with the IgE in a serum specimen. After washing, enzyme-labeled anti-IgE antibodies are added to form a complex. After incubation, unbound enzyme-labeled anti-IgE is washed away, and the bound complex incubated with a developing agent. After stopping the reaction, fluorescence of the eluate in the well is measured. The fluorescence is directly proportional to the concentration of IgE in the test specimen.(Package insert: Phadia CAP System IgE FEIA. Phadia; Rev 10/2019) | Same day/1 to 3 days | 14 days | This test has been cleared, approved, or is exempt by the US Food and Drug Administration and is used per manufacturer's instructions. Performance characteristics were verified by Mayo Clinic in a manner consistent with CLIA requirements. | 82785-IgE86003 x 21-Each individual allergen | Resp Profile, Reg 16, Inland NW | 51991-8 | TIMG | Timothy Grass, IgE | 6265-3
RPR17 | Respiratory Profile, Region 17, Pacific Northwest (Northwestern CA, Western OR, WA), Serum | Assessing sensitization to various inhalant allergens commonly found in the Pacific Northwest including the region of Northwestern California, Western Oregon and Washington Defining the allergen responsible for eliciting signs and symptoms Identifying allergens: -Responsible for allergic response and/or anaphylactic episode -To confirm sensitization prior to beginning immunotherapy -To investigate the specificity of allergic reactions to insect venom allergens, drugs, or chemical allergens | Fluorescence Enzyme Immunoassay (FEIA) | Yes | Resp Profile, Reg 17, Pacific NW | Serum | Collection Container/Tube: Preferred:Serum gel Acceptable:Red top Submission Container/Tube:Plastic vial Specimen Volume:1.7 mL Collection Instructions:Centrifuge and aliquot serum into a plastic vial. | 1.5 mL | Immunoglobulin E (IgE) is one of the 5 classes of immunoglobulins and is defined by the presence of the epsilon heavy chain. It is the most recently described immunoglobulin, having first been identified in 1966. IgE exists as a monomer and is present in the circulation at very low concentrations, approximately 300-fold lower than that of IgG. The physiologic role of IgE is not well characterized, although it is thought to be involved in defense against parasites, specifically helminths. The function of IgE is distinct from other immunoglobulins in that it induces activation of mast cells and basophils through the cell-surface receptor Fc epsilon RI. Fc epsilon RI is a high-affinity receptor specific for IgE present at a high density on tissue-resident mast cells and basophils. Because of this high-affinity interaction, almost all IgE produced by B cells is bound to mast cells or basophils, which explains the low concentration present in circulation. Cross-linking of the Fc epsilon RI-bound IgE leads to cellular activation, resulting in immediate release of preformed granular components (histamine and tryptase) and subsequent production of lipid mediators (prostaglandins and leukotrienes) and cytokines (interleukin-4 and interleukin-5). Elevated concentrations of IgE may occur in the context of allergic disease. However, increases in the amount of circulating IgE can also be found in various other diseases, including primary immunodeficiencies, infections, inflammatory diseases, and malignancies. Total IgE measurements have limited utility for diagnostic evaluation of patients with suspected allergic disease. In this scenario, testing for the presence of allergen-specific IgE may provide more information. Clinical manifestations of allergic disease result from activation of mast cells and basophils, which occurs when Fc epsilon RI-bound IgE antibodies interact with allergen. In vitro serum testing for specific IgE antibodies may provide an indication of the immune response to an allergen that may be associated with allergic disease. The allergens chosen for testing often depend upon the age of the patient, history of allergen exposure, season of the year, and clinical manifestations. Sensitization to inhalant allergens (dust mites, mold, and pollen inhalants) primarily occurs in older children, adolescents, and adults, and usually manifests as respiratory disease (rhinitis and asthma). | Class,IgE kU/L,Interpretation, 0,<0.10,Negative, 0/1,0.10-0.34,Borderline/equivocal, 1,0.35-0.69,Equivocal, 2,0.70-3.49,Positive, 3,3.50-17.4,Positive, 4,17.5-49.9,Strongly positive, 5,50.0-99.9,Strongly positive, 6,> or =100,Strongly positive, Age,Reference interval (in kU/L), 0-5 months,< or =13, 6-11 months,< or =34, 1 and 2 years,< or =97, 3 years,< or =199, 4-6 years,< or =307, 7 and 8 years,< or =403, 9-12 years,< or =696, 13-15 years,< or =629, 16 and 17 years,< or =537, 18 years and older,< or =214, | Elevated concentrations of total IgE may be found in a variety of clinical diseases, including allergic disease, certain primary immunodeficiencies, infections, inflammatory diseases, and malignancies. Detection of allergen-specific IgE antibodies in serum (class 1 or greater) indicates an increased likelihood of allergic disease as opposed to other etiologies and defines the allergens that may be responsible for eliciting signs and symptoms. | An elevated concentration of total IgE is not diagnostic for allergic disease, and it must be interpreted in the clinical context of the patient, including age, sex, travel history, potential allergen exposure, and family history. A normal concentration of total IgE does not eliminate the possibility of allergic disease.In patients with a high index of suspicion for allergic disease, testing for allergen-specific IgE may be warranted. Testing for allergen-specific IgE antibodies is not useful in patients previously treated with immunotherapy to determine if residual clinical sensitivity exists, or in patients in whom the medical management does not depend upon identification of allergen specificity. Some individuals with clinically insignificant sensitivity to allergens may have measurable levels of IgE antibodies in serum, and test results must be interpreted in the clinical context. False-positive results for IgE antibodies may occur in patients with markedly elevated serum IgE (>2500 kU/L) due to nonspecific binding to allergen solid phases. | 1.H Homburger HA, Hamilton RG: Allergic diseases. In: McPherson RA, Pincus MR, eds. Henry's Clinical Diagnosis and Management by Laboratory Methods. 23rd ed. Elsevier; 2017:1057-1070 2. Bernstein IL, Li JT, Bernstein DI, et al: Allergy diagnostic testing: An updated practice parameter. Ann Allergy Asthma Immunol. 2008 Mar;100(3 Suppl 3):S1-148 | Specific IgE: Specific IgE from the patient's serum reacts with the allergen of interest, which is covalently coupled to an ImmunoCAP. After washing away nonspecific IgE, enzyme-labeled anti-IgE antibody is added to form a complex. After incubation, unbound anti-IgE is washed away, and the bound complex incubated with a developing agent. After stopping the reaction, the fluorescence of the eluate is measured. Fluorescence is proportional to the amount of specific IgE present in the patient's sample (ie, the higher the fluorescence value, the more IgE antibody is present).(Package insert: ImmunoCAP System Specific IgE FEIA. Phadia; Rev 06/2020) Total IgE: Anti-IgE, covalently coupled to ImmunoCAP, reacts with the IgE in a serum specimen. After washing, enzyme-labeled anti-IgE antibodies are added to form a complex. After incubation, unbound enzyme-labeled anti-IgE is washed away, and the bound complex incubated with a developing agent. After stopping the reaction, fluorescence of the eluate in the well is measured. The fluorescence is directly proportional to the concentration of IgE in the test specimen.(Package insert: Phadia CAP System IgE FEIA.Phadia;revised 10/2019) | Same day/1 to 3 days | 14 days | This test has been cleared, approved, or is exempt by the US Food and Drug Administration and is used per manufacturer's instructions. Performance characteristics were verified by Mayo Clinic in a manner consistent with CLIA requirements. | 82785-IgE86003 x 23-Each individual allergen | Resp Profile, Reg 17, Pacific NW | 51991-8 | WALN | Walnut Tree, IgE | 6274-5
RPR18 | Respiratory Profile, Region 18, Alaska, Serum | Assessing sensitization to various inhalant allergens commonly found in Alaska Defining the allergen responsible for eliciting signs and symptoms Identifying allergens: -Responsible for allergic response and/or anaphylactic episode -To confirm sensitization prior to beginning immunotherapy -To investigate the specificity of allergic reactions to insect venom allergens, drugs, or chemical allergens | Fluorescence Enzyme Immunoassay (FEIA) | Yes | Resp Profile, Reg 18, Alaska | Serum | Collection Container/Tube: Preferred:Serum gel Acceptable:Red top Submission Container/Tube:Plastic vial Specimen Volume:1.3 mL Collection Instructions:Centrifuge and aliquot serum into a plastic vial. | 1.1 mL | Immunoglobulin E (IgE) is one of the 5 classes of immunoglobulins and is defined by the presence of the epsilon heavy chain. It is the most recently described immunoglobulin, having first been identified in 1966. IgE exists as a monomer and is present in the circulation at very low concentrations, approximately 300-fold lower than that of IgG. The physiologic role of IgE is not well characterized, although it is thought to be involved in defense against parasites, specifically helminths. The function of IgE is distinct from other immunoglobulins in that it induces activation of mast cells and basophils through the cell-surface receptorFc epsilon RI.Fc epsilon RIis a high-affinity receptor specific for IgE present at a high density on tissue-resident mast cells and basophils. Because of this high-affinity interaction, almost all IgE produced by B cells is bound to mast cells or basophils, which explains the low concentration present in circulation. Cross-linking of the Fc epsilon RI-bound IgE leads to cellular activation, resulting in immediate release of preformed granular components (histamine and tryptase) and subsequent production of lipid mediators (prostaglandins and leukotrienes) and cytokines (interleukin-4 and interleukin-5). Elevated concentrations of IgE may occur in the context of allergic disease. However, increases in the amount of circulating IgE can also be found in various other diseases, including primary immunodeficiencies, infections, inflammatory diseases, and malignancies. Total IgE measurements have limited utility for diagnostic evaluation of patients with suspected allergic disease. In this scenario, testing for the presence of allergen-specific IgE may provide more information. Clinical manifestations of allergic disease result from activation of mast cells and basophils, which occurs when Fc epsilon RI-bound IgE antibodies interact with allergen. In vitro serum testing for specific IgE antibodies may provide an indication of the immune response to an allergen that may be associated with allergic disease. The allergens chosen for testing often depend upon the age of the patient, history of allergen exposure, season of the year, and clinical manifestations. Sensitization to inhalant allergens (dust mite, mold, and pollen inhalants) primarily occurs in older children, adolescents, and adults and usually manifests as respiratory disease (rhinitis and asthma). | Class,IgE kU/L,Interpretation, 0,<0.10,Negative, 0/1,0.10-0.34,Borderline/equivocal, 1,0.35-0.69,Equivocal, 2,0.70-3.49,Positive, 3,3.50-17.4,Positive, 4,17.5-49.9,Strongly positive, 5,50.0-99.9,Strongly positive, 6,> or =100,Strongly positive, Age,Reference interval (in kU/L), 0-5 months,< or =13, 6-11 months,< or =34, 1 and 2 years,< or =97, 3 years,< or =199, 4-6 years,< or =307, 7 and 8 years,< or =403, 9-12 years,< or =696, 13-15 years,< or =629, 16 and 17 years,< or =537, 18 years and older,< or =214, | Elevated concentrations of total IgE may be found in a variety of clinical diseases, including allergic disease, certain primary immunodeficiencies, infections, inflammatory diseases, and malignancies. Detection of allergen-specific IgE antibodies in serum (class 1 or greater) indicates an increased likelihood of allergic disease as opposed to other etiologies and defines the allergens that may be responsible for eliciting signs and symptoms. | An elevated concentration of total IgE is not diagnostic for allergic disease, and it must be interpreted in the clinical context of the patient, including age, sex, travel history, potential allergen exposure, and family history. A normal concentration of total IgE does not eliminate the possibility of allergic disease.In patients with a high index of suspicion for allergic disease, testing for allergen-specific IgE may be warranted. Testing for allergen-specific IgE antibodies is not useful in patients previously treated with immunotherapy to determine if residual clinical sensitivity exists, or in patients in whom the medical management does not depend upon identification of allergen specificity. Some individuals with clinically insignificant sensitivity to allergens may have measurable levels of IgE antibodies in serum, and test results must be interpreted in the clinical context. False-positive results for IgE antibodies may occur in patients with markedly elevated serum IgE (>2500 kU/L) due to nonspecific binding to allergen solid phases. | 1.Homburger HA, Hamilton RG: Allergic diseases. In: McPherson RA, Pincus MR, eds. Henry's Clinical Diagnosis and Management by Laboratory Methods. 23rd ed. Elsevier; 2017:1057-1070 2. Bernstein IL, Li JT, Bernstein DI, et al: Allergy diagnostic testing: An updated practice parameter. Ann Allergy Asthma Immunol. 2008 Mar;100(3 Suppl 3):S1-148 | Specific IgE: Specific IgE from the patient's serum reacts with the allergen of interest, which is covalently coupled to an ImmunoCAP. After washing away nonspecific IgE, enzyme-labeled anti-IgE antibody is added to form a complex. After incubation, unbound anti-IgE is washed away, and the bound complex incubated with a developing agent. After stopping the reaction, the fluorescence of the eluate is measured. Fluorescence is proportional to the amount of specific IgE present in the patient's sample (ie, the higher the fluorescence value, the more IgE antibody is present).(Package insert: ImmunoCAP System Specific IgE FEIA. Phadia; Rev 06/2020) Total IgE: Anti-IgE, covalently coupled to ImmunoCAP, reacts with the IgE in a serum specimen. After washing, enzyme-labeled anti-IgE antibodies are added to form a complex. After incubation, unbound enzyme-labeled anti-IgE is washed away, and the bound complex incubated with a developing agent. After stopping the reaction, fluorescence of the eluate in the well is measured. The fluorescence is directly proportional to the concentration of IgE in the test specimen.(Package insert: Phadia CAP System IgE FEIA. Phadia; Rev 10/2019) | Same day/1 to 3 days | 14 days | This test has been cleared, approved, or is exempt by the US Food and Drug Administration and is used per manufacturer's instructions. Performance characteristics were verified by Mayo Clinic in a manner consistent with CLIA requirements. | 82785-IgE86003 x 15-Each individual allergen | Resp Profile, Reg 18, Alaska | 51991-8 | TIMG | Timothy Grass, IgE | 6265-3
RPR19 | Respiratory Profile, Region 19, Puerto Rico, Serum | Assessing sensitization to various inhalant allergens commonly found in Puerto Rico Defining the allergen responsible for eliciting signs and symptoms Identifying allergens: -Responsible for allergic response and/or anaphylactic episode -To confirm sensitization prior to beginning immunotherapy -To investigate the specificity of allergic reactions to insect venom allergens, drugs, or chemical allergens | Fluorescence Enzyme Immunoassay (FEIA) | Yes | Resp Profile, Reg 19, Puerto Rico | Serum | Collection Container/Tube: Preferred:Serum gel Acceptable:Red top Submission Container/Tube:Plastic vial Specimen Volume:1.6 mL Collection Instructions:Centrifuge and aliquot serum into a plastic vial. | 1.4 mL | Immunoglobulin E (IgE) is one of the 5 classes of immunoglobulins and is defined by the presence of the epsilon heavy chain. It is the most recently described immunoglobulin, having first been identified in 1966. IgE exists as a monomer and is present in the circulation at very low concentrations, approximately 300-fold lower than that of IgG. The physiologic role of IgE is not well characterized, although it is thought to be involved in defense against parasites, specifically helminths. The function of IgE is distinct from other immunoglobulins in that it induces activation of mast cells and basophils through the cell-surface receptor Fc epsilon RI. Fc epsilon RI is a high-affinity receptor specific for IgE present at a high density on tissue-resident mast cells and basophils. Because of this high-affinity interaction, almost all IgE produced by B cells is bound to mast cells or basophils, which explains the low concentration present in circulation. Cross-linking of the Fc epsilon RI-bound IgE leads to cellular activation, resulting in immediate release of preformed granular components (histamine and tryptase) and subsequent production of lipid mediators (prostaglandins and leukotrienes) and cytokines (interleukin-4 and interleukin-5). Elevated concentrations of IgE may occur in the context of allergic disease. However, increases in the amount of circulating IgE can also be found in various other diseases, including primary immunodeficiencies, infections, inflammatory diseases, and malignancies. Total IgE measurements have limited utility for diagnostic evaluation of patients with suspected allergic disease. In this scenario, testing for the presence of allergen-specific IgE may provide more information. Clinical manifestations of allergic disease result from activation of mast cells and basophils, which occurs when Fc epsilon RI-bound IgE antibodies interact with allergen. In vitro serum testing for specific IgE antibodies may provide an indication of the immune response to an allergen that may be associated with allergic disease. The allergens chosen for testing often depend upon the age of the patient, history of allergen exposure, season of the year, and clinical manifestations. Sensitization to inhalant allergens (dust mites, mold, and pollen inhalants) primarily occurs in older children, adolescents, and adults and usually manifests as respiratory disease (rhinitis and asthma). | Class,IgE kU/L,Interpretation, 0,<0.10,Negative, 0/1,0.10-0.34,Borderline/equivocal, 1,0.35-0.69,Equivocal, 2,0.70-3.49,Positive, 3,3.50-17.4,Positive, 4,17.5-49.9,Strongly positive, 5,50.0-99.9,Strongly positive, 6,> or =100,Strongly positive, Age,Reference interval (in kU/L), 0-5 months,< or =13, 6-11 months,< or =34, 1 and 2 years,< or =97, 3 years,< or =199, 4-6 years,< or =307, 7 and 8 years,< or =403, 9-12 years,< or =696, 13-15 years,< or =629, 16 and 17 years,< or =537, 18 years and older,< or =214, | Elevated concentrations of total IgE may be found in a variety of clinical diseases, including allergic disease, certain primary immunodeficiencies, infections, inflammatory diseases, and malignancies. Detection of allergen-specific IgE antibodies in serum (class 1 or greater) indicates an increased likelihood of allergic disease as opposed to other etiologies and defines the allergens that may be responsible for eliciting signs and symptoms. | An elevated concentration of total IgE is not diagnostic for allergic disease, and it must be interpreted in the clinical context of the patient, including age, sex, travel history, potential allergen exposure, and family history. A normal concentration of total IgE does not eliminate the possibility of allergic disease.In patients with a high index of suspicion for allergic disease, testing for allergen-specific IgE may be warranted. Testing for allergen-specific IgE antibodies is not useful in patients previously treated with immunotherapy to determine if residual clinical sensitivity exists or in patients in whom the medical management does not depend upon identification of allergen specificity. Some individuals with clinically insignificant sensitivity to allergens may have measurable levels of IgE antibodies in serum, and test results must be interpreted in the clinical context. False-positive results for IgE antibodies may occur in patients with markedly elevated serum IgE (>2500 kU/L) due to nonspecific binding to allergen solid phases. | 1.Homburger HA, Hamilton RG: Allergic diseases. In: McPherson RA, Pincus MR, eds. Henry's Clinical Diagnosis and Management by Laboratory Methods. 23rd ed. Elsevier; 2017:1057-1070 2. Bernstein IL, Li JT, Bernstein DI, et al: Allergy diagnostic testing: an updated practice parameter. Ann Allergy Asthma Immunol. 2008 Mar;100(3 Suppl 3):S1-148 | Specific IgE: Specific IgE from the patient's serum reacts with the allergen of interest, which is covalently coupled to an ImmunoCAP. After washing away nonspecific IgE, enzyme-labeled anti-IgE antibody is added to form a complex. After incubation, unbound anti-IgE is washed away, and the bound complex incubated with a developing agent. After stopping the reaction, the fluorescence of the eluate is measured. Fluorescence is proportional to the amount of specific IgE present in the patient's sample (ie, the higher the fluorescence value, the more IgE antibody is present).(Package insert: ImmunoCAP System Specific IgE FEIA. Phadia; Rev 06/2020) Total IgE: Anti-IgE, covalently coupled to ImmunoCAP, reacts with the IgE in a serum specimen. After washing, enzyme-labeled anti-IgE antibodies are added to form a complex. After incubation, unbound enzyme-labeled anti-IgE is washed away, and the bound complex incubated with a developing agent. After stopping the reaction, fluorescence of the eluate in the well is measured. The fluorescence is directly proportional to the concentration of IgE in the test specimen.(Package insert: Phadia CAP System IgE FEIA. Phadia; Rev 10/2019) | Same day/1 to 3 days | 14 days | This test has been cleared, approved, or is exempt by the US Food and Drug Administration and is used per manufacturer's instructions. Performance characteristics were verified by Mayo Clinic in a manner consistent with CLIA requirements. | 82785-IgE86003 x 21-Each individual allergen | Resp Profile, Reg 19, Puerto Rico | 49019-3 | POFF | Parietaria Officinalis, IgE | 6200-0
RPR2 | Respiratory Profile, Region 2, Mid-Atlantic (DC, DE, MD, NC, VA), Serum | Assessing sensitization to various inhalant allergens commonly found in the Mid-Atlantic region including the District of Columbia, Delaware, Maryland, North Carolina, and Virginia Defining the allergen responsible for eliciting signs and symptoms Identifying allergens: -Responsible for allergic response and/or anaphylactic episode -To confirm sensitization prior to beginning immunotherapy -To investigate the specificity of allergic reactions to insect venom allergens, drugs, or chemical allergens | Fluorescence Enzyme Immunoassay (FEIA) | Yes | Resp Profile, Reg 2, Mid-Atlantic | Serum | Collection Container/Tube: Preferred:Serum gel Acceptable:Red top Submission Container/Tube:Plastic vial Specimen Volume:1.7 mL Collection Instructions:Centrifuge and aliquot serum into a plastic vial. | 1.5 mL | Immunoglobulin E (IgE) is one of the 5 classes of immunoglobulins and is defined by the presence of the epsilon heavy chain. It is the most recently described immunoglobulin, having first been identified in 1966. IgE exists as a monomer and is present in the circulation at very low concentrations, approximately 300-fold lower than that of IgG. The physiologic role of IgE is not well characterized, although it is thought to be involved in defense against parasites, specifically helminths. The function of IgE is distinct from other immunoglobulins in that it induces activation of mast cells and basophils through the cell-surface receptorFc epsilon RI.Fc epsilon RIis a high-affinity receptor specific for IgE present at a high density on tissue-resident mast cells and basophils. Because of this high-affinity interaction, almost all IgE produced by B cells is bound to mast cells or basophils, which explains the low concentration present in circulation. Cross-linking of the Fc epsilon RI-bound IgE leads to cellular activation, resulting in immediate release of preformed granular components (histamine and tryptase) and subsequent production of lipid mediators (prostaglandins and leukotrienes) and cytokines (interleukin-4 and interleukin-5). Elevated concentrations of IgE may occur in the context of allergic disease. However, increases in the amount of circulating IgE can also be found in various other diseases, including primary immunodeficiencies, infections, inflammatory diseases, and malignancies. Total IgE measurements have limited utility for diagnostic evaluation of patients with suspected allergic disease. In this scenario, testing for the presence of allergen-specific IgE may provide more information. Clinical manifestations of allergic disease result from activation of mast cells and basophils, which occurs whenFc epsilon RI-bound IgE antibodies interact with allergen. In vitro serum testing for specific IgE antibodies may provide an indication of the immune response to an allergen that may be associated with allergic disease. The allergens chosen for testing often depend upon the age of the patient, history of allergen exposure, season of the year, and clinical manifestations. Sensitization to inhalant allergens (dust mite, mold, and pollen inhalants) primarily occurs in older children, adolescents, and adults, and usually manifests as respiratory disease (rhinitis and asthma). | Class,IgE kU/L,Interpretation, 0,<0.10,Negative, 0/1,0.10-0.34,Borderline/equivocal, 1,0.35-0.69,Equivocal, 2,0.70-3.49,Positive, 3,3.50-17.4,Positive, 4,17.5-49.9,Strongly positive, 5,50.0-99.9,Strongly positive, 6,> or =100,Strongly positive, Age,Reference interval (in kU/L), 0-5 months,< or =13, 6-11 months,< or =34, 1 and 2 years,< or =97, 3 years,< or =199, 4-6 years,< or =307, 7 and 8 years,< or =403, 9-12 years,< or =696, 13-15 years,< or =629, 16 and 17 years,< or =537, 18 years and older,< or =214, | Elevated concentrations of total IgE may be found in a variety of clinical diseases, including allergic disease, certain primary immunodeficiencies, infections, inflammatory diseases, and malignancies. Detection of allergen-specific IgE antibodies in serum (class 1 or greater) indicates an increased likelihood of allergic disease as opposed to other etiologies and defines the allergens that may be responsible for eliciting signs and symptoms. | An elevated concentration of total IgE is not diagnostic for allergic disease and must be interpreted in the clinical context of the patient, including age, sex, travel history, potential allergen exposure, and family history. A normal concentration of total IgE does not eliminate the possibility of allergic disease. In patients with a high index of suspicion for allergic disease, testing for allergen-specific IgE may be warranted. Testing for allergen-specific IgE antibodies is not useful in patients previously treated with immunotherapy to determine if residual clinical sensitivity exists, or in patients in whom the medical management does not depend upon identification of allergen specificity. Some individuals with clinically insignificant sensitivity to allergens may have measurable levels of IgE antibodies in serum, and test results must be interpreted in the clinical context. False-positive results for IgE antibodies may occur in patients with markedly elevated serum IgE (>2500 kU/L) due to nonspecific binding to allergen solid phases. | 1.Homburger HA, Hamilton RG: Chapter 55: Allergic diseases. In: McPherson RA, Pincus MR, eds. Henry's Clinical Diagnosis and Management by Laboratory Methods. 23rd ed. Elsevier; 2017:1057-1070 2. Bernstein IL, Li JT, Bernstein DI, et al: Allergy diagnostic testing: An updated practice parameter. Ann Allergy Asthma Immunol. 2008 Mar;100(3 Suppl 3):S1-148 | Specific IgE: Specific IgE from the patient's serum reacts with the allergen of interest, which is covalently coupled to an ImmunoCAP. After washing away nonspecific IgE, enzyme-labeled anti-IgE antibody is added to form a complex. After incubation, unbound anti-IgE is washed away, and the bound complex incubated with a developing agent. After stopping the reaction, the fluorescence of the eluate is measured. Fluorescence is proportional to the amount of specific IgE present in the patient's sample (ie, the higher the fluorescence value, the more IgE antibody is present).(Package insert: ImmunoCAP System Specific IgE FEIA. Phadia; Rev 06/2020) Total IgE: Anti-IgE, covalently coupled to ImmunoCAP, reacts with the IgE in a serum specimen. After washing, enzyme-labeled anti-IgE antibodies are added to form a complex. After incubation, unbound enzyme-labeled anti-IgE is washed away, and the bound complex incubated with a developing agent. After stopping the reaction, fluorescence of the eluate in the well is measured. The fluorescence is directly proportional to the concentration of IgE in the test specimen.(Package insert: Phadia CAP System IgE FEIA. Phadia;Rev 10/2019) | Same day/1 to 3 days | 14 days | This test has been cleared, approved, or is exempt by the US Food and Drug Administration and is used per manufacturer's instructions. Performance characteristics were verified by Mayo Clinic in a manner consistent with CLIA requirements. | 82785-IgE86003 x 23-Each individual allergen | Resp Profile, Reg 2, Mid-Atlantic | 48825-4 | PCANH | Pecan Hickory, IgE | 6208-3
RPR3 | Respiratory Profile, Region 3, South Atlantic (GA, N.FA, SC), Serum | Assessing sensitization to various inhalant allergens commonly found in the South Atlantic region, including Georgia, Northern Florida, and South Carolina Defining the allergen responsible for eliciting signs and symptoms Identifying allergens: -Responsible for allergic response and/or anaphylactic episode -To confirm sensitization prior to beginning immunotherapy -To investigate the specificity of allergic reactions to insect venom allergens, drugs, or chemical allergens | Fluorescence Enzyme Immunoassay (FEIA) | Yes | Resp Profile, Reg 3, South Atlantic | Serum | Collection Container/Tube: Preferred:Serum gel Acceptable:Red top Submission Container/Tube:Plastic vial Specimen Volume:1.6 mL Collection Instructions:Centrifuge and aliquot serum into a plastic vial. | 1.4 mL | Immunoglobulin E (IgE) is one of the 5 classes of immunoglobulins and is defined by the presence of the epsilon heavy chain. It is the most recently described immunoglobulin, having first been identified in 1966. IgE exists as a monomer and is present in the circulation at very low concentrations, approximately 300-fold lower than that of IgG. The physiologic role of IgE is not well characterized, although it is thought to be involved in defense against parasites, specifically helminths. The function of IgE is distinct from other immunoglobulins in that it induces activation of mast cells and basophils through the cell-surface receptorFc epsilon RI.Fc epsilon RIis a high-affinity receptor specific for IgE present at a high density on tissue-resident mast cells and basophils. Because of this high-affinity interaction, almost all IgE produced by B cells is bound to mast cells or basophils, which explains the low concentration present in circulation. Cross-linking of the Fc epsilon RI-bound IgE leads to cellular activation, resulting in immediate release of preformed granular components (histamine and tryptase) and subsequent production of lipid mediators (prostaglandins and leukotrienes) and cytokines (interleukin-4 and interleukin-5). Elevated concentrations of IgE may occur in the context of allergic disease. However, increases in the amount of circulating IgE can also be found in various other diseases, including primary immunodeficiencies, infections, inflammatory diseases, and malignancies. Total IgE measurements have limited utility for diagnostic evaluation of patients with suspected allergic disease. In this scenario, testing for the presence of allergen-specific IgE may provide more information. Clinical manifestations of allergic disease result from activation of mast cells and basophils, which occurs when Fc epsilon RI-bound IgE antibodies interact with allergen. In vitro serum testing for specific IgE antibodies may provide an indication of the immune response to an allergen that may be associated with allergic disease. The allergens chosen for testing often depend upon the age of the patient, history of allergen exposure, season of the year, and clinical manifestations. Sensitization to inhalant allergens (dust mites, mold, and pollen inhalants) primarily occurs in older children, adolescents, and adults and usually manifests as respiratory disease (rhinitis and asthma). | Class,IgE kU/L,Interpretation, 0,<0.10,Negative, 0/1,0.10-0.34,Borderline/equivocal, 1,0.35-0.69,Equivocal, 2,0.70-3.49,Positive, 3,3.50-17.4,Positive, 4,17.5-49.9,Strongly positive, 5,50.0-99.9,Strongly positive, 6,> or =100,Strongly positive, Age,Reference interval (in kU/L), 0-5 months,< or =13, 6-11 months,< or =34, 1 and 2 years,< or =97, 3 years,< or =199, 4-6 years,< or =307, 7 and 8 years,< or =403, 9-12 years,< or =696, 13-15 years,< or =629, 16 and 17 years,< or =537, 18 years and older,< or =214, | Elevated concentrations of total IgE may be found in a variety of clinical diseases, including allergic disease, certain primary immunodeficiencies, infections, inflammatory diseases, and malignancies. Detection of allergen-specific IgE antibodies in serum (class 1 or greater) indicates an increased likelihood of allergic disease as opposed to other etiologies and defines the allergens that may be responsible for eliciting signs and symptoms. | An elevated concentration of total IgE is not diagnostic for allergic disease, and it must be interpreted in the clinical context of the patient, including age, sex, travel history, potential allergen exposure, and family history. A normal concentration of total IgE does not eliminate the possibility of allergic disease. In patients with a high index of suspicion for allergic disease, testing for allergen-specific IgE may be warranted. Testing for allergen-specific IgE antibodies is not useful in patients previously treated with immunotherapy to determine if residual clinical sensitivity exists or in patients in whom the medical management does not depend upon identification of allergen specificity. Some individuals with clinically insignificant sensitivity to allergens may have measurable levels of IgE antibodies in serum, and test results must be interpreted in the clinical context. False-positive results for IgE antibodies may occur in patients with markedly elevated serum IgE (>2500 kU/L) due to nonspecific binding to allergen solid phases. | 1.Homburger HA, Hamilton RG: Chapter 55: Allergic diseases. In: McPherson RA, Pincus MR, eds. Henry's Clinical Diagnosis and Management by Laboratory Methods. 23rd ed. Elsevier; 2017:1057-1070 2. Bernstein IL, Li JT, Bernstein DI, et al: Allergy diagnostic testing: an updated practice parameter. Ann Allergy Asthma Immunol. 2008 Mar;100(3 Suppl 3):S1-148 | Specific IgE: Specific IgE from the patient's serum reacts with the allergen of interest, which is covalently coupled to an ImmunoCAP. After washing away nonspecific IgE, enzyme-labeled anti-IgE antibody is added to form a complex. After incubation, unbound anti-IgE is washed away, and the bound complex incubated with a developing agent. After stopping the reaction, the fluorescence of the eluate is measured. Fluorescence is proportional to the amount of specific IgE present in the patient's sample (ie, the higher the fluorescence value, the more IgE antibody is present).(Package insert: ImmunoCAP System Specific IgE FEIA. Phadia; Rev 06/2020) Total IgE: Anti-IgE, covalently coupled to ImmunoCAP, reacts with the IgE in a serum specimen. After washing, enzyme-labeled anti-IgE antibodies are added to form a complex. After incubation, unbound enzyme-labeled anti-IgE is washed away, and the bound complex incubated with a developing agent. After stopping the reaction, fluorescence of the eluate in the well is measured. The fluorescence is directly proportional to the concentration of IgE in the test specimen.(Package insert: Phadia CAP System IgE FEIA. Phadia; Rev 10/2019) | Same day/1 to 3 days | 14 days | This test has been cleared, approved, or is exempt by the US Food and Drug Administration and is used per manufacturer's instructions. Performance characteristics were verified by Mayo Clinic in a manner consistent with CLIA requirements. | 82785-IgE86003 x 22-Each individual allergen | Resp Profile, Reg 3, South Atlantic | 48826-2 | PCANH | Pecan Hickory, IgE | 6208-3
RPR4 | Respiratory Profile, Region 4, Sub-tropic Florida (Florida S. of Orlando), Serum | Assessing sensitization to various inhalant allergens commonly found in sub-tropic Florida, which is south of Orlando Defining the allergen responsible for eliciting signs and symptoms Identifying allergens: -Responsible for allergic response and/or anaphylactic episode -To confirm sensitization prior to beginning immunotherapy -To investigate the specificity of allergic reactions to insect venom allergens, drugs, or chemical allergens | Fluorescence Enzyme Immunoassay (FEIA) | Yes | Resp Profile, Reg 4, Subtropic FLA | Serum | Collection Container/Tube: Preferred:Serum gel Acceptable:Red top Submission Container/Tube:Plastic vial Specimen Volume:1.6 mL Collection Instructions:Centrifuge and aliquot serum into a plastic vial. | 1.4 mL | Immunoglobulin E (IgE) is one of the 5 classes of immunoglobulins and is defined by the presence of the epsilon heavy chain. It is the most recently described immunoglobulin, having first been identified in 1966. IgE exists as a monomer and is present in the circulation at very low concentrations, approximately 300-fold lower than that of IgG. The physiologic role of IgE is not well characterized, although it is thought to be involved in defense against parasites, specifically helminths. The function of IgE is distinct from other immunoglobulins in that it induces activation of mast cells and basophils through the cell-surface receptorFc epsilon RI.Fc epsilon RIis a high-affinity receptor specific for IgE present at a high density on tissue-resident mast cells and basophils. Because of this high-affinity interaction, almost all IgE produced by B cells is bound to mast cells or basophils, which explains the low concentration present in circulation. Cross-linking of the Fc epsilon RI-bound IgE leads to cellular activation, resulting in immediate release of preformed granular components (histamine and tryptase) and subsequent production of lipid mediators (prostaglandins and leukotrienes) and cytokines (interleukin-4 and interleukin-5). Elevated concentrations of IgE may occur in the context of allergic disease. However, increases in the amount of circulating IgE can also be found in various other diseases, including primary immunodeficiencies, infections, inflammatory diseases, and malignancies. Total IgE measurements have limited utility for diagnostic evaluation of patients with suspected allergic disease. In this scenario, testing for the presence of allergen-specific IgE may provide more information. Clinical manifestations of allergic disease result from activation of mast cells and basophils, which occurs when Fc epsilon RI-bound IgE antibodies interact with allergen. In vitro serum testing for specific IgE antibodies may provide an indication of the immune response to an allergen that may be associated with allergic disease. The allergens chosen for testing often depend upon the age of the patient, history of allergen exposure, season of the year, and clinical manifestations. Sensitization to inhalant allergens (dust mites, mold, and pollen inhalants) primarily occurs in older children, adolescents, and adults and usually manifests as respiratory disease (rhinitis and asthma). | Class,IgE kU/L,Interpretation, 0,<0.10,Negative, 0/1,0.10-0.34,Borderline/equivocal, 1,0.35-0.69,Equivocal, 2,0.70-3.49,Positive, 3,3.50-17.4,Positive, 4,17.5-49.9,Strongly positive, 5,50.0-99.9,Strongly positive, 6,> or =100,Strongly positive, Age,Reference interval (in kU/L), 0-5 months,< or =13, 6-11 months,< or =34, 1 and 2 years,< or =97, 3 years,< or =199, 4-6 years,< or =307, 7 and 8 years,< or =403, 9-12 years,< or =696, 13-15 years,< or =629, 16 and 17 years,< or =537, 18 years and older,< or =214, | Elevated concentrations of total IgE may be found in a variety of clinical diseases, including allergic disease, certain primary immunodeficiencies, infections, inflammatory diseases, and malignancies. Detection of allergen-specific IgE antibodies in serum (class 1 or greater) indicates an increased likelihood of allergic disease as opposed to other etiologies and defines the allergens that may be responsible for eliciting signs and symptoms. | An elevated concentration of total IgE is not diagnostic for allergic disease, and it must be interpreted in the clinical context of the patient, including age, sex, travel history, potential allergen exposure, and family history. A normal concentration of total IgE does not eliminate the possibility of allergic disease. In patients with a high index of suspicion for allergic disease, testing for allergen-specific IgE may be warranted. Testing for allergen-specific IgE antibodies is not useful in patients previously treated with immunotherapy to determine if residual clinical sensitivity exists or in patients in whom the medical management does not depend upon identification of allergen specificity. Some individuals with clinically insignificant sensitivity to allergens may have measurable levels of IgE antibodies in serum, and test results must be interpreted in the clinical context. False-positive results for IgE antibodies may occur in patients with markedly elevated serum IgE (>2500 kU/L) due to nonspecific binding to allergen solid phases. | 1.Homburger HA, Hamilton RG: Allergic diseases. In: McPherson RA, Pincus MR, eds. Henry's Clinical Diagnosis and Management by Laboratory Methods. 23rd ed. Elsevier; 2017:1057-1070 2. Bernstein IL, Li JT, Bernstein DI, et al: Allergy diagnostic testing: an updated practice parameter. Ann Allergy Asthma Immunol 2008 Mar;100(3 Suppl 3):S1-148 | Specific IgE: Specific IgE from the patient's serum reacts with the allergen of interest, which is covalently coupled to an ImmunoCAP. After washing away nonspecific IgE, enzyme-labeled anti-IgE antibody is added to form a complex. After incubation, unbound anti-IgE is washed away, and the bound complex incubated with a developing agent. After stopping the reaction, the fluorescence of the eluate is measured. Fluorescence is proportional to the amount of specific IgE present in the patient's sample (ie, the higher the fluorescence value, the more IgE antibody is present).(Package insert: ImmunoCAP System Specific IgE FEIA. Phadia; Rev 06/2020) Total IgE: Anti-IgE, covalently coupled to ImmunoCAP, reacts with the IgE in a serum specimen. After washing, enzyme-labeled anti-IgE antibodies are added to form a complex. After incubation, unbound enzyme-labeled anti-IgE is washed away, and the bound complex incubated with a developing agent. After stopping the reaction, fluorescence of the eluate in the well is measured. The fluorescence is directly proportional to the concentration of IgE in the test specimen.(Package insert: Phadia CAP System IgE FEIA. Phadia; Rev 10/2019) | Same day/1 to 3 days | 14 days | This test has been cleared, approved, or is exempt by the US Food and Drug Administration and is used per manufacturer's instructions. Performance characteristics were verified by Mayo Clinic in a manner consistent with CLIA requirements. | 82785-IgE86003 x 22-Each individual allergen | Resp Profile, Reg 4, Subtropic FLA | 48827-0 | BTROP | Blomia Tropicalis, IgE | 10921-5
RPR5 | Respiratory Profile, Region 5, Ohio Valley (IN, KY, OH, TN, WV), Serum | Assessing sensitization to various inhalant allergens commonly found in the Ohio Valley region including Indiana, Kentucky, Ohio, Tennessee, and West Virginia Defining the allergen responsible for eliciting signs and symptoms Identifying allergens: -Responsible for allergic response and/or anaphylactic episode -To confirm sensitization prior to beginning immunotherapy -To investigate the specificity of allergic reactions to insect venom allergens, drugs, or chemical allergens | Fluorescence Enzyme Immunoassay (FEIA) | Yes | Resp Profile, Reg 5, Ohio Valley | Serum | Collection Container/Tube: Preferred:Serum gel Acceptable:Red top Submission Container/Tube:Plastic vial Specimen Volume:2 mL Collection Instructions:Centrifuge and aliquot serum into a plastic vial. | 1.6 mL | Immunoglobulin E (IgE) is one of the 5 classes of immunoglobulins and is defined by the presence of the epsilon heavy chain. It is the most recently described immunoglobulin, having first been identified in 1966. IgE exists as a monomer and is present in the circulation at very low concentrations, approximately 300-fold lower than that of IgG. The physiologic role of IgE is not well characterized, although it is thought to be involved in defense against parasites, specifically helminths. The function of IgE is distinct from other immunoglobulins in that it induces activation of mast cells and basophils through the cell-surface receptorFc epsilon RI.Fc epsilon RIis a high-affinity receptor specific for IgE present at a high density on tissue-resident mast cells and basophils. Because of this high-affinity interaction, almost all IgE produced by B cells is bound to mast cells or basophils, which explains the low concentration present in circulation. Cross-linking of the Fc epsilon RI-bound IgE leads to cellular activation, resulting in immediate release of preformed granular components (histamine and tryptase) and subsequent production of lipid mediators (prostaglandins and leukotrienes) and cytokines (interleukin-4 and interleukin-5). Elevated concentrations of IgE may occur in the context of allergic disease. However, increases in the amount of circulating IgE can also be found in various other diseases, including primary immunodeficiencies, infections, inflammatory diseases, and malignancies. Total IgE measurements have limited utility for diagnostic evaluation of patients with suspected allergic disease. In this scenario, testing for the presence of allergen-specific IgE may provide more information. Clinical manifestations of allergic disease result from activation of mast cells and basophils, which occurs whenFc epsilon RI-bound IgE antibodies interact with allergen. In vitro serum testing for specific IgE antibodies may provide an indication of the immune response to an allergen that may be associated with allergic disease. The allergens chosen for testing often depend upon the age of the patient, history of allergen exposure, season of the year, and clinical manifestations. Sensitization to inhalant allergens (dust mites, mold, and pollen inhalants) primarily occurs in older children, adolescents, and adults, and usually manifests as respiratory disease (rhinitis and asthma). | Class,IgE kU/L,Interpretation, 0,<0.10,Negative, 0/1,0.10-0.34,Borderline/equivocal, 1,0.35-0.69,Equivocal, 2,0.70-3.49,Positive, 3,3.50-17.4,Positive, 4,17.5-49.9,Strongly positive, 5,50.0-99.9,Strongly positive, 6,> or =100,Strongly positive, Age,Reference interval (in kU/L), 0-5 months,< or =13, 6-11 months,< or =34, 1 and 2 years,< or =97, 3 years,< or =199, 4-6 years,< or =307, 7 and 8 years,< or =403, 9-12 years,< or =696, 13-15 years,< or =629, 16 and 17 years,< or =537, 18 years and older,< or =214, | Elevated concentrations of total IgE may be found in a variety of clinical diseases, including allergic disease, certain primary immunodeficiencies, infections, inflammatory diseases, and malignancies. Detection of allergen-specific IgE antibodies in serum (class 1 or greater) indicates an increased likelihood of allergic disease as opposed to other etiologies and defines the allergens that may be responsible for eliciting signs and symptoms. | An elevated concentration of total IgE is not diagnostic for allergic disease, and it must be interpreted in the clinical context of the patient, including age, sex, travel history, potential allergen exposure, and family history. A normal concentration of total IgE does not eliminate the possibility of allergic disease. In patients with a high index of suspicion for allergic disease, testing for allergen-specific IgE may be warranted. Testing for allergen-specific IgE antibodies is not useful in patients previously treated with immunotherapy to determine if residual clinical sensitivity exists, or in patients in whom the medical management does not depend upon identification of allergen specificity. Some individuals with clinically insignificant sensitivity to allergens may have measurable levels of IgE antibodies in serum, and test results must be interpreted in the clinical context. False-positive results for IgE antibodies may occur in patients with markedly elevated serum IgE (>2500 kU/L) due to nonspecific binding to allergen solid phases. | 1.Homburger HA, Hamilton RG: Allergic diseases. In: McPherson RA, Pincus MR, ed. Henry's Clinical Diagnosis and Management by Laboratory Methods. 23rd ed. Elsevier; 2017:1057-1070 2. Bernstein IL, Li JT, Bernstein DI, et al: Allergy diagnostic testing: An updated practice parameter. Ann Allergy Asthma Immunol 2008 Mar;100(3 Suppl 3):S1-148 | Specific IgE: Specific IgE from the patient's serum reacts with the allergen of interest, which is covalently coupled to an ImmunoCAP. After washing away nonspecific IgE, enzyme-labeled anti-IgE antibody is added to form a complex. After incubation, unbound anti-IgE is washed away, and the bound complex incubated with a developing agent. After stopping the reaction, the fluorescence of the eluate is measured. Fluorescence is proportional to the amount of specific IgE present in the patient's sample (ie, the higher the fluorescence value, the more IgE antibody is present).(Package insert: ImmunoCAP System Specific IgE FEIA. Phadia; Rev 06/2020) Total IgE: Anti-IgE, covalently coupled to ImmunoCAP, reacts with the IgE in a serum specimen. After washing, enzyme-labeled anti-IgE antibodies are added to form a complex. After incubation, unbound enzyme-labeled anti-IgE is washed away, and the bound complex incubated with a developing agent. After stopping the reaction, fluorescence of the eluate in the well is measured. The fluorescence is directly proportional to the concentration of IgE in the test specimen.(Package insert: Phadia CAP System IgE FEIA. Phadia; Rev 10/2019) | Same day/1 to 3 days | 14 days | This test has been cleared, approved, or is exempt by the US Food and Drug Administration and is used per manufacturer's instructions. Performance characteristics were verified by Mayo Clinic in a manner consistent with CLIA requirements. | 82785-IgE86003 x 26-Each individual allergen | Resp Profile, Reg 5, Ohio Valley | 51991-8 | PCANH | Pecan Hickory, IgE | 6208-3
RPR6 | Respiratory Profile, Region 6, South Central (AL, AR, LA, MS), Serum | Assessing sensitization to various inhalant allergens commonly found in the South Central region including Alabama, Arkansas, Louisiana and Mississippi Defining the allergen responsible for eliciting signs and symptoms Identifying allergens: -Responsible for allergic response and/or anaphylactic episode -To confirm sensitization prior to beginning immunotherapy -To investigate the specificity of allergic reactions to insect venom allergens, drugs, or chemical allergens | Fluorescence Enzyme Immunoassay (FEIA) | Yes | Resp Profile, Reg 6, South Central | Serum | Collection Container/Tube: Preferred:Serum gel Acceptable:Red top Submission Container/Tube:Plastic vial Specimen Volume:1.6 mL Collection Instructions:Centrifuge and aliquot serum into a plastic vial. | 1.4 mL | Immunoglobulin E (IgE) is one of the 5 classes of immunoglobulins and is defined by the presence of the epsilon heavy chain. It is the most recently described immunoglobulin, having first been identified in 1966. IgE exists as a monomer and is present in the circulation at very low concentrations, approximately 300-fold lower than that of IgG. The physiologic role of IgE is not well characterized, although it is thought to be involved in defense against parasites, specifically helminths. The function of IgE is distinct from other immunoglobulins in that it induces activation of mast cells and basophils through the cell-surface receptorFc epsilon RI.Fc epsilon RIis a high-affinity receptor specific for IgE present at a high density on tissue-resident mast cells and basophils. Because of this high-affinity interaction, almost all IgE produced by B cells is bound to mast cells or basophils, which explains the low concentration present in circulation. Cross-linking of the Fc epsilon RI-bound IgE leads to cellular activation, resulting in immediate release of preformed granular components (histamine and tryptase) and subsequent production of lipid mediators (prostaglandins and leukotrienes) and cytokines (interleukin-4 and interleukin-5). Elevated concentrations of IgE may occur in the context of allergic disease. However, increases in the amount of circulating IgE can also be found in various other diseases, including primary immunodeficiencies, infections, inflammatory diseases, and malignancies. Total IgE measurements have limited utility for diagnostic evaluation of patients with suspected allergic disease. In this scenario, testing for the presence of allergen-specific IgE may provide more information. Clinical manifestations of allergic disease result from activation of mast cells and basophils, which occurs whenFc epsilon RI-bound IgE antibodies interact with allergen. In vitro serum testing for specific IgE antibodies may provide an indication of the immune response to an allergen that may be associated with allergic disease. The allergens chosen for testing often depend upon the age of the patient, history of allergen exposure, season of the year, and clinical manifestations. Sensitization to inhalant allergens (dust mites, mold, and pollen inhalants) primarily occurs in older children, adolescents, and adults, and usually manifests as respiratory disease (rhinitis and asthma). | Class,IgE kU/L,Interpretation, 0,<0.10,Negative, 0/1,0.10-0.34,Borderline/equivocal, 1,0.35-0.69,Equivocal, 2,0.70-3.49,Positive, 3,3.50-17.4,Positive, 4,17.5-49.9,Strongly positive, 5,50.0-99.9,Strongly positive, 6,> or =100,Strongly positive, Age,Reference interval (in kU/L), 0-5 months,< or =13, 6-11 months,< or =34, 1 and 2 years,< or =97, 3 years,< or =199, 4-6 years,< or =307, 7 and 8 years,< or =403, 9-12 years,< or =696, 13-15 years,< or =629, 16 and 17 years,< or =537, 18 years and older,< or =214, | Elevated concentrations of total IgE may be found in a variety of clinical diseases, including allergic disease, certain primary immunodeficiencies, infections, inflammatory diseases, and malignancies. Detection of allergen-specific IgE antibodies in serum (class 1 or greater) indicates an increased likelihood of allergic disease as opposed to other etiologies and defines the allergens that may be responsible for eliciting signs and symptoms. | An elevated concentration of total IgE is not diagnostic for allergic disease, and it must be interpreted in the clinical context of the patient, including age, sex, travel history, potential allergen exposure, and family history. A normal concentration of total IgE does not eliminate the possibility of allergic disease. In patients with a high index of suspicion for allergic disease, testing for allergen-specific IgE may be warranted. Testing for allergen-specific IgE antibodies is not useful in patients previously treated with immunotherapy to determine if residual clinical sensitivity exists, or in patients in whom the medical management does not depend upon identification of allergen specificity. Some individuals with clinically insignificant sensitivity to allergens may have measurable levels of IgE antibodies in serum, and test results must be interpreted in the clinical context. False-positive results for IgE antibodies may occur in patients with markedly elevated serum IgE (>2500 kU/L) due to nonspecific binding to allergen solid phases. | 1.Homburger HA, Hamilton RG: Allergic diseases. In: McPherson RA, Pincus MR, eds. Henry's Clinical Diagnosis and Management by Laboratory Methods. 23rd ed. Elsevier; 2017:1057-1070 2. Bernstein IL, Li JT, Bernstein DI, et al: Allergy diagnostic testing: An updated practice parameter. Ann Allergy Asthma Immunol. 2008 Mar;100(3 Suppl 3):S1-148 | Specific IgE: Specific IgE from the patient's serum reacts with the allergen of interest, which is covalently coupled to an ImmunoCAP. After washing away nonspecific IgE, enzyme-labeled anti-IgE antibody is added to form a complex. After incubation, unbound anti-IgE is washed away, and the bound complex incubated with a developing agent. After stopping the reaction, the fluorescence of the eluate is measured. Fluorescence is proportional to the amount of specific IgE present in the patient's sample (ie, the higher the fluorescence value, the more IgE antibody is present).(Package insert: ImmunoCAP System Specific IgE FEIA. Phadia; Rev 06/2020) Total IgE: Anti-IgE, covalently coupled to ImmunoCAP, reacts with the IgE in a serum specimen. After washing, enzyme-labeled anti-IgE antibodies are added to form a complex. After incubation, unbound enzyme-labeled anti-IgE is washed away, and the bound complex incubated with a developing agent. After stopping the reaction, fluorescence of the eluate in the well is measured. The fluorescence is directly proportional to the concentration of IgE in the test specimen.(Package insert: Phadia CAP System IgE FEIA. Phadia; Rev 10/2019) | Same day/1 to 3 days | 14 days | This test has been cleared, approved, or is exempt by the US Food and Drug Administration and is used per manufacturer's instructions. Performance characteristics were verified by Mayo Clinic in a manner consistent with CLIA requirements. | 82785-IgE86003 x 22-Each individual allergen | Resp Profile, Reg 6, South Central | 51991-8 | PCANH | Pecan Hickory, IgE | 6208-3
RPR7 | Respiratory Profile, Region 7, Northern Midwest (MI, MN, WI), Serum | Assessing sensitization to various inhalant allergens commonly found in the Northern Midwest region including Michigan, Minnesota, and Wisconsin Defining the allergen responsible for eliciting signs and symptoms Identifying allergens: -Responsible for allergic response and/or anaphylactic episode -To confirm sensitization prior to beginning immunotherapy -To investigate the specificity of allergic reactions to insect venom allergens, drugs, or chemical allergens | Fluorescence Enzyme Immunoassay (FEIA) | Yes | Resp Profile, Reg 7, North Midwest | Serum | Collection Container/Tube: Preferred:Serum gel Acceptable:Red top Submission Container/Tube:Plastic vial Specimen Volume:1.7 mL Collection Instructions:Centrifuge and aliquot serum into a plastic vial. | 1.5 mL | Immunoglobulin E (IgE) is one of the 5 classes of immunoglobulins and is defined by the presence of the epsilon heavy chain. It is the most recently described immunoglobulin, having first been identified in 1966. IgE exists as a monomer and is present in the circulation at very low concentrations, approximately 300-fold lower than that of IgG. The physiologic role of IgE is not well characterized, although it is thought to be involved in defense against parasites, specifically helminths. The function of IgE is distinct from other immunoglobulins in that it induces activation of mast cells and basophils through the cell-surface receptor Fc epsilon RI. Fc epsilon RI is a high-affinity receptor specific for IgE present at a high density on tissue-resident mast cells and basophils. Because of this high-affinity interaction, almost all IgE produced by B cells is bound to mast cells or basophils, which explains the low concentration present in circulation. Cross-linking of the Fc epsilon RI-bound IgE leads to cellular activation, resulting in immediate release of preformed granular components (histamine and tryptase) and subsequent production of lipid mediators (prostaglandins and leukotrienes) and cytokines (interleukin-4 and interleukin-5). Elevated concentrations of IgE may occur in the context of allergic disease. However, increases in the amount of circulating IgE can also be found in various other diseases, including primary immunodeficiencies, infections, inflammatory diseases, and malignancies. Total IgE measurements have limited utility for diagnostic evaluation of patients with suspected allergic disease. In this scenario, testing for the presence of allergen-specific IgE may provide more information. Clinical manifestations of allergic disease result from activation of mast cells and basophils, which occurs when Fc epsilon RI-bound IgE antibodies interact with allergen. In vitro serum testing for specific IgE antibodies may provide an indication of the immune response to an allergen that may be associated with allergic disease. The allergens chosen for testing often depend upon the age of the patient, history of allergen exposure, season of the year, and clinical manifestations. Sensitization to inhalant allergens (dust mites, mold, and pollen inhalants) primarily occurs in older children, adolescents, and adults and usually manifests as respiratory disease (rhinitis and asthma). | Class,IgE kU/L,Interpretation, 0,<0.10,Negative, 0/1,0.10-0.34,Borderline/equivocal, 1,0.35-0.69,Equivocal, 2,0.70-3.49,Positive, 3,3.50-17.4,Positive, 4,17.5-49.9,Strongly positive, 5,50.0-99.9,Strongly positive, 6,> or =100,Strongly positive, Age,Reference interval (in kU/L), 0-5 months,< or =13, 6-11 months,< or =34, 1 and 2 years,< or =97, 3 years,< or =199, 4-6 years,< or =307, 7 and 8 years,< or =403, 9-12 years,< or =696, 13-15 years,< or =629, 16 and 17 years,< or =537, 18 years and older,< or =214, | Elevated concentrations of total IgE may be found in a variety of clinical diseases, including allergic disease, certain primary immunodeficiencies, infections, inflammatory diseases, and malignancies. Detection of allergen-specific IgE antibodies in serum (class 1 or greater) indicates an increased likelihood of allergic disease as opposed to other etiologies and defines the allergens that may be responsible for eliciting signs and symptoms. | An elevated concentration of total IgE is not diagnostic for allergic disease and must be interpreted in the clinical context of the patient, including age, sex, travel history, potential allergen exposure, and family history. A normal concentration of total IgE does not eliminate the possibility of allergic disease. In patients with a high index of suspicion for allergic disease, testing for allergen-specific IgE may be warranted. Testing for allergen-specific IgE antibodies is not useful in patients previously treated with immunotherapy to determine if residual clinical sensitivity exists or in patients in whom the medical management does not depend upon identification of allergen specificity. Some individuals with clinically insignificant sensitivity to allergens may have measurable levels of IgE antibodies in serum, and test results must be interpreted in the clinical context. False-positive results for IgE antibodies may occur in patients with markedly elevated serum IgE (>2500 kU/L) due to nonspecific binding to allergen solid phases. | 1.Homburger HA, Hamilton RG: Allergic diseases. In: McPherson RA, Pincus MR, eds. Henry's Clinical Diagnosis and Management by Laboratory Methods. 23rd ed. Elsevier; 2017:1057-1070 2. Bernstein IL, Li JT, Bernstein DI, et al: Allergy diagnostic testing: an updated practice parameter. Ann Allergy Asthma Immunol 2008 Mar;100(3 Suppl 3):S1-148 | Specific IgE: Specific IgE from the patient's serum reacts with the allergen of interest, which is covalently coupled to an ImmunoCAP. After washing away nonspecific IgE, enzyme-labeled anti-IgE antibody is added to form a complex. After incubation, unbound anti-IgE is washed away, and the bound complex incubated with a developing agent. After stopping the reaction, the fluorescence of the eluate is measured. Fluorescence is proportional to the amount of specific IgE present in the patient's sample (ie, the higher the fluorescence value, the more IgE antibody is present).(Package insert: ImmunoCAP System Specific IgE FEIA. Phadia; Rev 06/2020) Total IgE: Anti-IgE, covalently coupled to ImmunoCAP, reacts with the IgE in a serum specimen. After washing, enzyme-labeled anti-IgE antibodies are added to form a complex. After incubation, unbound enzyme-labeled anti-IgE is washed away, and the bound complex incubated with a developing agent. After stopping the reaction, fluorescence of the eluate in the well is measured. The fluorescence is directly proportional to the concentration of IgE in the test specimen.(Package insert: Phadia CAP System IgE FEIA. Phadia; Rev10/2019) | Same day/1 to 3 days | 14 days | This test has been cleared, approved, or is exempt by the US Food and Drug Administration and is used per manufacturer's instructions. Performance characteristics were verified by Mayo Clinic in a manner consistent with CLIA requirements. | 82785-IgE86003 x 23-Each individual allergen | Resp Profile, Reg 7, North Midwest | 51991-8 | TIMG | Timothy Grass, IgE | 6265-3
RPR8 | Respiratory Profile, Region 8, Central Midwest (IA, IL, MO), Serum | Assessing sensitization to various inhalant allergens commonly found in the Central Midwest region including Iowa, Illinois, and Missouri Defining the allergen responsible for eliciting signs and symptoms Identifying allergens: -Responsible for allergic response and/or anaphylactic episode -To confirm sensitization prior to beginning immunotherapy -To investigate the specificity of allergic reactions to insect venom allergens, drugs, or chemical allergens | Fluorescence Enzyme Immunoassay (FEIA) | Yes | Resp Profile, Reg 8, Cent Midwest | Serum | Collection Container/Tube: Preferred:Serum gel Acceptable:Red top Submission Container/Tube:Plastic vial Specimen Volume:2 mL Collection Instructions:Centrifuge and aliquot serum into a plastic vial. | 1.55 mL | Immunoglobulin E (IgE) is one of the 5 classes of immunoglobulins and is defined by the presence of the epsilon heavy chain. It is the most recently described immunoglobulin, having first been identified in 1966. IgE exists as a monomer and is present in the circulation at very low concentrations, approximately 300-fold lower than that of IgG. The physiologic role of IgE is not well characterized, although it is thought to be involved in defense against parasites, specifically helminths. The function of IgE is distinct from other immunoglobulins in that it induces activation of mast cells and basophils through the cell-surface receptor Fc epsilon RI. Fc epsilon RI is a high-affinity receptor specific for IgE present at a high density on tissue-resident mast cells and basophils. Because of this high-affinity interaction, almost all IgE produced by B cells is bound to mast cells or basophils, which explains the low concentration present in circulation. Cross-linking of the Fc epsilon RI-bound IgE leads to cellular activation, resulting in immediate release of preformed granular components (histamine and tryptase) and subsequent production of lipid mediators (prostaglandins and leukotrienes) and cytokines (interleukin-4 and interleukin-5). Elevated concentrations of IgE may occur in the context of allergic disease. However, increases in the amount of circulating IgE can also be found in various other diseases, including primary immunodeficiencies, infections, inflammatory diseases, and malignancies. Total IgE measurements have limited utility for diagnostic evaluation of patients with suspected allergic disease. In this scenario, testing for the presence of allergen-specific IgE may provide more information. Clinical manifestations of allergic disease result from activation of mast cells and basophils, which occurs when Fc epsilon RI-bound IgE antibodies interact with allergen. In vitro serum testing for specific IgE antibodies may provide an indication of the immune response to an allergen that may be associated with allergic disease. The allergens chosen for testing often depend upon the age of the patient, history of allergen exposure, season of the year, and clinical manifestations. Sensitization to inhalant allergens (dust mites, mold, and pollen inhalants) primarily occurs in older children, adolescents, and adults and usually manifests as respiratory disease (rhinitis and asthma). | Class,IgE kU/L,Interpretation, 0,<0.10,Negative, 0/1,0.10-0.34,Borderline/equivocal, 1,0.35-0.69,Equivocal, 2,0.70-3.49,Positive, 3,3.50-17.4,Positive, 4,17.5-49.9,Strongly positive, 5,50.0-99.9,Strongly positive, 6,> or =100,Strongly positive, Age,Reference interval (in kU/L), 0-5 months,< or =13, 6-11 months,< or =34, 1 and 2 years,< or =97, 3 years,< or =199, 4-6 years,< or =307, 7 and 8 years,< or =403, 9-12 years,< or =696, 13-15 years,< or =629, 16 and 17 years,< or =537, 18 years and older,< or =214, | Elevated concentrations of total IgE may be found in a variety of clinical diseases, including allergic disease, certain primary immunodeficiencies, infections, inflammatory diseases, and malignancies. Detection of allergen-specific IgE antibodies in serum (class 1 or greater) indicates an increased likelihood of allergic disease as opposed to other etiologies and defines the allergens that may be responsible for eliciting signs and symptoms. | An elevated concentration of total IgE is not diagnostic for allergic disease, and it must be interpreted in the clinical context of the patient, including age, sex, travel history, potential allergen exposure, and family history. A normal concentration of total IgE does not eliminate the possibility of allergic disease. In patients with a high index of suspicion for allergic disease, testing for allergen-specific IgE may be warranted. Testing for allergen-specific IgE antibodies is not useful in patients previously treated with immunotherapy to determine if residual clinical sensitivity exists or in patients in whom the medical management does not depend upon identification of allergen specificity. Some individuals with clinically insignificant sensitivity to allergens may have measurable levels of IgE antibodies in serum, and test results must be interpreted in the clinical context. False-positive results for IgE antibodies may occur in patients with markedly elevated serum IgE (>2500 kU/L) due to nonspecific binding to allergen solid phases. | 1.Homburger HA, Hamilton RG: Allergic diseases. In: McPherson RA, Pincus MR, eds. Henry's Clinical Diagnosis and Management by Laboratory Methods. 23rd ed. Elsevier; 2017:1057-1070 2. Bernstein IL, Li JT, Bernstein DI, et al: Allergy diagnostic testing: an updated practice parameter. Ann Allergy Asthma Immunol 2008 Mar;100(3 Suppl 3):S1-148 | Specific IgE: Specific IgE from the patient's serum reacts with the allergen of interest, which is covalently coupled to an ImmunoCAP. After washing away nonspecific IgE, enzyme-labeled anti-IgE antibody is added to form a complex. After incubation, unbound anti-IgE is washed away, and the bound complex incubated with a developing agent. After stopping the reaction, the fluorescence of the eluate is measured. Fluorescence is proportional to the amount of specific IgE present in the patient's sample (ie, the higher the fluorescence value, the more IgE antibody is present).(Package insert: ImmunoCAP System Specific IgE FEIA. Phadia; Rev 06/2020) Total IgE: Anti-IgE, covalently coupled to ImmunoCAP, reacts with the IgE in a serum specimen. After washing, enzyme-labeled anti-IgE antibodies are added to form a complex. After incubation, unbound enzyme-labeled anti-IgE is washed away, and the bound complex incubated with a developing agent. After stopping the reaction, fluorescence of the eluate in the well is measured. The fluorescence is directly proportional to the concentration of IgE in the test specimen.(Package insert: Phadia CAP System IgE FEIA. Phadia; Rev 10/2019) | Same day/1 to 3 days | 14 days | This test has been cleared, approved, or is exempt by the US Food and Drug Administration and is used per manufacturer's instructions. Performance characteristics were verified by Mayo Clinic in a manner consistent with CLIA requirements. | 82785-IgE86003 x 25-Each individual allergen | Resp Profile, Reg 8, Cent Midwest | 48831-2 | PCANH | Pecan Hickory, IgE | 6208-3
RPR9 | Respiratory Profile, Region 9, Great Plains (KS, ND, NE, SD), Serum | Assessing sensitization to various inhalant allergens commonly found in the Great Plains region including Kansas, North Dakota, Nebraska, and South Dakota Defining the allergen responsible for eliciting signs and symptoms Identifying allergens: -Responsible for allergic response and/or anaphylactic episode -To confirm sensitization prior to beginning immunotherapy -To investigate the specificity of allergic reactions to insect venom allergens, drugs, or chemical allergens | Fluorescence Enzyme Immunoassay (FEIA) | Yes | Resp Profile, Reg 9, Great Plains | Serum | Collection Container/Tube: Preferred:Serum gel Acceptable:Red top Submission Container/Tube:Plastic vial Specimen Volume:1.6 mL Collection Instructions:Centrifuge and aliquot serum into a plastic vial. | 1.4 mL | Immunoglobulin E (IgE) is one of the 5 classes of immunoglobulins and is defined by the presence of the epsilon heavy chain. It is the most recently described immunoglobulin, having first been identified in 1966. IgE exists as a monomer and is present in the circulation at very low concentrations, approximately 300-fold lower than that of IgG. The physiologic role of IgE is not well characterized, although it is thought to be involved in defense against parasites, specifically helminths. The function of IgE is distinct from other immunoglobulins in that it induces activation of mast cells and basophils through the cell-surface receptor Fc epsilon RI. Fc epsilon RI is a high-affinity receptor specific for IgE present at a high density on tissue-resident mast cells and basophils. Because of this high-affinity interaction, almost all IgE produced by B cells is bound to mast cells or basophils, which explains the low concentration present in circulation. Cross-linking of the Fc epsilon RI-bound IgE leads to cellular activation, resulting in immediate release of preformed granular components (histamine and tryptase) and subsequent production of lipid mediators (prostaglandins and leukotrienes) and cytokines (interleukin-4 and interleukin-5). Elevated concentrations of IgE may occur in the context of allergic disease. However, increases in the amount of circulating IgE can also be found in various other diseases, including primary immunodeficiencies, infections, inflammatory diseases, and malignancies. Total IgE measurements have limited utility for diagnostic evaluation of patients with suspected allergic disease. In this scenario, testing for the presence of allergen-specific IgE may provide more information. Clinical manifestations of allergic disease result from activation of mast cells and basophils, which occurs when Fc epsilon RI-bound IgE antibodies interact with allergen. In vitro serum testing for specific IgE antibodies may provide an indication of the immune response to an allergen that may be associated with allergic disease. The allergens chosen for testing often depend upon the age of the patient, history of allergen exposure, season of the year, and clinical manifestations. Sensitization to inhalant allergens (dust mites, mold, and pollen inhalants) primarily occurs in older children, adolescents, and adults and usually manifests as respiratory disease (rhinitis and asthma). | Class,IgE kU/L,Interpretation, 0,<0.10,Negative, 0/1,0.10-0.34,Borderline/equivocal, 1,0.35-0.69,Equivocal, 2,0.70-3.49,Positive, 3,3.50-17.4,Positive, 4,17.5-49.9,Strongly positive, 5,50.0-99.9,Strongly positive, 6,> or =100,Strongly positive, Age,Reference interval (in kU/L), 0-5 months,< or =13, 6-11 months,< or =34, 1 and 2 years,< or =97, 3 years,< or =199, 4-6 years,< or =307, 7 and 8 years,< or =403, 9-12 years,< or =696, 13-15 years,< or =629, 16 and 17 years,< or =537, 18 years and older,< or =214, | Elevated concentrations of total IgE may be found in a variety of clinical diseases, including allergic disease, certain primary immunodeficiencies, infections, inflammatory diseases, and malignancies. Detection of allergen-specific IgE antibodies in serum (class 1 or greater) indicates an increased likelihood of allergic disease as opposed to other etiologies and defines the allergens that may be responsible for eliciting signs and symptoms. | An elevated concentration of total IgE is not diagnostic for allergic disease, and it must be interpreted in the clinical context of the patient, including age, sex, travel history, potential allergen exposure, and family history. A normal concentration of total IgE does not eliminate the possibility of allergic disease. In patients with a high index of suspicion for allergic disease, testing for allergen-specific IgE may be warranted. Testing for allergen-specific IgE antibodies is not useful in patients previously treated with immunotherapy to determine if residual clinical sensitivity exists or in patients in whom the medical management does not depend upon identification of allergen specificity. Some individuals with clinically insignificant sensitivity to allergens may have measurable levels of IgE antibodies in serum, and test results must be interpreted in the clinical context. False-positive results for IgE antibodies may occur in patients with markedly elevated serum IgE (>2500 kU/L) due to nonspecific binding to allergen solid phases. | 1.Homburger HA, Hamilton RG: Allergic diseases. In: McPherson RA, Pincus MR, eds. Henry's Clinical Diagnosis and Management by Laboratory Methods. 23rd ed. Elsevier; 2017:1057-1070 2. Bernstein IL, Li JT, Bernstein DI, et al: Allergy diagnostic testing: an updated practice parameter. Annals Allergy Asthma and Immunol 2008; 100:S1-S148 | Specific IgE: Specific IgE from the patient's serum reacts with the allergen of interest, which is covalently coupled to an ImmunoCAP. After washing away nonspecific IgE, enzyme-labeled anti-IgE antibody is added to form a complex. After incubation, unbound anti-IgE is washed away, and the bound complex incubated with a developing agent. After stopping the reaction, the fluorescence of the eluate is measured. Fluorescence is proportional to the amount of specific IgE present in the patient's sample (ie, the higher the fluorescence value, the more IgE antibody is present).(Package insert: ImmunoCAP System Specific IgE FEIA. Phadia; Rev 06/2020) Total IgE: Anti-IgE, covalently coupled to ImmunoCAP, reacts with the IgE in a serum specimen. After washing, enzyme-labeled anti-IgE antibodies are added to form a complex. After incubation, unbound enzyme-labeled anti-IgE is washed away, and the bound complex incubated with a developing agent. After stopping the reaction, fluorescence of the eluate in the well is measured. The fluorescence is directly proportional to the concentration of IgE in the test specimen.(Package insert: Phadia CAP System IgE FEIA. Phadia; Rev 10/2019) | Same day/1 to 3 days | 14 days | This test has been cleared, approved, or is exempt by the US Food and Drug Administration and is used per manufacturer's instructions. Performance characteristics were verified by Mayo Clinic in a manner consistent with CLIA requirements. | 82785-IgE86003 x 22-Each individual allergen | Resp Profile, Reg 9, Great Plains | 94593-1 | TIMG | Timothy Grass, IgE | 6265-3
RSVAB | Respiratory Syncytial Virus (RSV) In Situ Hybridization, Technical Component Only | Aids in the identification of respiratory syncytial viral infection | In Situ Hybridization (ISH) | Yes | Resp Syncytial Virus(RSV)ISH,T Only | For the initial technical component only in situ hybridization (ISH) stain performed, the appropriate bill only test ID will be reflexed and charged (ISTOI). For each additional technical component only ISH stain performed, an additional bill only test ID will be reflexed and charged (ISTOA). | Supplies:Immunostain Technical Only Envelope (T693) Specimen Type:Tissue Container/Tube:Immunostain Technical Only Envelope Preferred:4 unstained positively charged glass slide (25- x 75- x 1-mm) per test ordered; sections 4-microns thick. Acceptable:Formalin-fixed, paraffin-embedded tissue block |  | Respiratory syncytial virus (RSV) causes a wheezing illness that especially affects young children. The virus infects alveolar pneumocytes and induces fusion of multiple cells, creating a "syncytial" multinucleated cell. This RSV probe sequence was designed to identify subgroups RSV-A and RSV-B. It has been verified to not cross react with the following viruses in formalin-fixed, paraffin-embedded tissue: adenovirus, BK virus, cytomegalovirus, Epstein-Barr virus, hepatitis C virus, human herpes virus, type 8, human papillomavirus types 6, 11, 16, E6/E7,Helicobacter pylori, herpes simplex virus types 1 and 2, JC virus, parvovirus, toxoplasma, and varicella-zoster viruses. |  | This test does not include pathologist interpretation, only technical performance of the stain. If interpretation is required, order PATHC / Pathology Consultation for a full diagnostic evaluation or second opinion of the case. The positive and negative controls are verified as showing appropriate immunoreactivity. If a control tissue is not included on the slide, a scanned image of the relevant quality control tissue is available upon request; call 855-516-8404. Interpretation of this test should be performed in the context of the patient's clinical history and other diagnostic tests by a qualified pathologist. | Age of a cut paraffin section can affect staining quality. Stability thresholds vary widely among published literature. Best practice is for paraffin sections to be cut within 6 weeks. | 1. Hall CB. Respiratory syncytial virus and parainfluenza virus. N Engl J Med. 2001;344(25):1917-1928 2. Essaidi-Laziosi M, Lyon M, Mamin A, Fernandes Rocha M, Kaiser L, Tapparel C. A new real-time RT-qPCR assay for the detection, subtyping and quantification of human respiratory syncytial viruses positive- and negative-sense RNAs. J Virol Methods. 2016;235:9-14 3. User manual: RNAscope 2.5 VS Assay for Ventana DISCOVER ULTRA System BROWN, Document Number 322200-USM_ULT 4. Magaki S, Hojat SA, Wei B, So A, Yong WH. An introduction to the performance of immunohistochemistry. Methods Mol Biol. 2019;1897:289-298. doi:10.1007/978-1-4939-8935-5_25 | In situ hybridization on sections of paraffin-embedded tissue.(Unpublished Mayo method) | 1 to 3 days |  | This test was developed and its performance characteristics determined by Mayo Clinic in a manner consistent with CLIA requirements. It has not been cleared or approved by the US Food and Drug Administration. | 88365-TC, Primary88364-TC, if additional ISH | Resp Syncytial Virus(RSV)ISH,T Only | Order only;no result | 601949 | Resp Syncytial Virus(RSV)ISH,T Only | Bill only; no result
FRSVQ | Respiratory Syncytial Virus (RSV) RNA, Qualitative Real-Time PCR |  | Real-Time Polymerase Chain Reaction (PCR) | Yes | RSV RNA, Qualitative PCR | Varies | Specimen Type: Bronchoalveolar lavage or bronchial wash Container/Tube: Sterile container Specimen Volume: 2 mL Collection Instructions: Collect in a sterile leak-proof container (no media or preservative). Ship refrigerated. Note:Specimen type is required. | 0.6 mL | This test is used to determine the presence of respiratory synctial virus (RSV) in a patient's specimen. Organisms may be detected by PCR prior to diagnosis by immunological methods. PCR provides more rapid results than other methods, including culture. | Not Detected |  |  |  |  | 3 to 7 days |  | This test was developed and its analytical performance characteristics have been determined by Quest Diagnostics Infectious Disease. It has not been cleared or approved by FDA. This assay has been validated pursuant to the CLIA regulations and is used for clinical purposes. | 87634 | RSV RNA, Qualitative PCR | 40988-8 | Z5896 | RSV RNA, Qualitative PCR | 40988-8
RETB | Reticulocyte Profile, Blood | Assessing erythropoietic bone marrow activity in anemia and other hematologic conditions Assessment of acute iron deficiency Monitoring early response to iron therapy or erythropoiesis-stimulating agents Early monitoring of therapy for nutritional anemias (eg, megaloblastic, iron deficiency) where immature reticulocyte fraction precedes reticulocyte count increase by several days Monitoring therapeutic efficacy of erythropoietin treatment Monitoring early engraftment after bone marrow transplantation | Flow Cytometry | Yes | Reticulocyte Profile, B | Whole Blood EDTA | Container/Tube:Lavender top (EDTA) Specimen Volume:3 mL Collection Instructions:Send whole blood specimen in original tube.Do not aliquot. | 0.5 mL | Reticulocytes are immature erythrocytes (red blood cells: RBC) that have been released into the peripheral blood from the bone marrow after extrusion of their nucleus. The reticulocyte contains residual polyribosomes used in the formation of hemoglobin in the developing erythrocyte. Iron deficiency suppresses hemoglobin synthesis.(1) Iron indices that rely on measurement of mature RBC may not accurately reflect acute iron status due to their long (approximately 120 days) lifespan. Reticulocytes are differentiated from erythroblasts (RBC containing a nucleus made in the bone marrow) after hemoglobin synthesis is complete and enucleation (extrusion of the nucleus). The reticulocyte is released from the bone marrow into peripheral circulation to complete maturation through loss of its reticulum (RNA and protein visible with staining) over the course of 1 to 2 days becoming mature RBC. Ultimately, hemoglobin content in reticulocytes is more reflective of real-time hemoglobin synthesis, provided there is not an underlying hematopoietic disorder preventing the production of reticulocytes. Reticulocyte hemoglobin may be particularly useful to evaluate iron deficiency in patients with chronic kidney disease who are on hemodialysis and receiving erythropoietin or other erythropoiesis-stimulating agents, as they are prone to chronic inflammatory states that complicate traditional iron evaluations. Studies report reticulocyte hemoglobin concentrations below 29 to 32 pg in this population have areas under the receiver-operating curve (ROC area) of 0.74-0.95 for diagnosing iron deficiency compared to low serum ferritin (ROC area range: 0.53 to 0.63) or transferrin saturation (ROC area range: 0.56 to 0.76).(2) Iron deficiency in childhood is common yet critical to recognize early and treat. Guidelines recommend using hemoglobin in combination with either ferritin and C-reactive protein or reticulocyte hemoglobin. The advantage of using reticulocyte hemoglobin is its lower cost and does not require additional blood volume to be collected when combined with complete blood cell count testing. Reticulocyte hemoglobin is also used to evaluate response to treatment for iron deficiency, which is one of the earliest markers of response to oral iron treatment (48 hour) in children with severe iron deficiency anemia. Measurement within 7 days from the start of oral iron is predictive of reaching reference value of hemoglobin at day 30 (3) and has been used to improve iron sufficiency rates in neonatal intensive care unit populations.(4) Other patient populations that may benefit from reticulocyte hemoglobin measurement include those with anemia of chronic disease, postpartum, and blood donors.(2) The reticulocyte is released from the bone marrow into peripheral circulation to complete maturation through loss of its reticulum (RNA and protein measured via fluorescence) over the course of 1 to 2 days becoming mature RBC. The immature reticulocyte fraction measures reticulocyte maturity through quantitation of fluorescence intensity. The most intense signal corresponds to the most immature reticulocytes containing the greatest amount of reticulin. When present in highest proportion of total reticulocytes can be the earliest indicator of beginning erythropoiesis. | % RETICULOCYTES 1-3 days: 3.47-5.40% 4 days-4 weeks: 1.06-2.37% 5 weeks-7 weeks: 2.12-3.47% 8 weeks-5 months: 1.55-2.70% 6 months-23 months: 0.99-1.82% 24 months-5 years: 0.82-1.45% 6-11 years: 0.98-1.94% 12-17 years: 0.90-1.49% Adults: 0.60-2.71% ABSOLUTE RETICULOCYTES 1-3 days: 147.5-216.4 x 10(9)/L 4 days-4 weeks: 51.3-110.4 x 10(9)/L 5 weeks-7 weeks: 51.8-77.9 x 10(9)/L 8 weeks-5 months: 48.2-88.2 x 10(9)/L 6 months-23 months: 43.5-111.1 x 10(9)/L 24 months-5 years: 36.4-68.0 x 10(9)/L 6-11 years: 42.4-70.2 x 10(9)/L 12-17 years: 41.6-65.1 x 10(9)/L Adults: 30.4-110.9 x 10(9)/L IMMATURE RETICULOCYTE FRACTION (IRF) 1-3 days: 30.5-35.1% 4 days-4 weeks: 14.5-24.6% 5 weeks-2 months: 19.1-28.9% 3-5 months: 13.4-23.3% 6 months-<2 years: 11.4-25.8% 2-<6 years: 8.4-21.7% 6-<12 years: 8.9-24.1% 12-<18 years: 9.0-18.7% Female-> or = 18 years: 3.0-15.9% Male- > or = 18 years: 2.3-13.4% RETICULOCYTE HEMOGLOBIN Males: 1 day-5 months: 27.6-38.7 pg 6 months-<2 years: 28.7-35.7 pg 2-<6 years: 27.7-37.8 pg 6-<12 years: 32.4-37.6 pg 12-<18 years: 30.0-37.6 pg Adults: 30.0-37.6 pg Females: 1 day-5 months: 29.2-37.5 pg 6 months-<2 years: 30.1-35.7 pg 2-<6 years: 29.3-37.3 pg 6-<12 years: 30.4-39.7 pg 12-<18 years: 30.0-37.6 pg Adults: 30.0-37.6 pg RED BLOOD CELL COUNT (RBC) Males: 0-14 days: 4.10-5.55 x 10(12)/L 15 days-4 weeks: 3.16-4.63 x 10(12)/L 5 weeks-7 weeks: 3.02-4.22 x 10(12)/L 8 weeks-5 months: 3.43-4.80 x 10(12)/L 6 months-23 months: 4.03-5.07 x 10(12)/L 24 months-35 months: 3.89-4.97 x 10(12)/L 3-5 years: 4.00-5.10 x 10(12)/L 6-10 years: 4.10-5.20 x 10(12)/L 11-14 years: 4.20-5.30 x 10(12)/L 15-17 years: 4.30-5.70 x 10(12)/L Adults: 4.35-5.65 x 10(12)/L Females: 0-14 days: 4.12-5.74 x 10(12)/L 15 days-4 weeks: 3.32-4.80 x 10(12)/L 5 weeks-7 weeks: 2.93-3.87 x 10(12)/L 8 weeks-5 months: 3.45-4.75 x 10(12)/L 6 months-23 months: 3.97-5.01 x 10(12)/L 24 months-35 months: 3.84-4.92 x 10(12)/L 3-5 years: 4.00-5.10 x 10(12)/L 6-10 years: 4.10-5.20 x 10(12)/L 11-14 years: 4.10-5.10 x 10(12)/L 15-17 years: 3.80-5.00 x 10(12)/L Adults: 3.92-5.13 x 10(12)/L | Reticulocyte Quantitation: The reticulocyte count is a measure of the number of red blood cells delivered by the bone marrow. It is elevated with active erythropoiesis such as regeneration and is decreased in hypoplastic or deficiency conditions such as vitamin B12 deficiency. Reticulocyte Hemoglobin: Decreased values are suggestive of acute iron deficiency. Increasing values following treatment with iron or erythropoiesis-stimulating agents suggest early response to therapy. Immature Reticulocyte Fraction: Immature reticulocyte fraction (IRF) is interpreted in conjunction with the reticulocyte count. It provides similar information as the traditional reticulocyte production index, which was a value calculated from the reticulocyte percentage and hematocrit. An increase in both total reticulocytes and IRF is associated with erythropoiesis in conditions, such as acquired hemolytic anemias, or the loss of blood.(5) A decrease in both IRF and absolute reticulocyte count is associated with reduced marrow production.(5) An increased IRF associated with reduced or normal reticulocyte count is associated with acute infections, myelodysplastic syndromes, or dyserythropoietic anemias.(5) | Reticulocyte counts must be carefully correlated with other clinical and laboratory findings. Clotted specimens yield unreliable results and are unacceptable for analysis. Reticulocyte hemoglobin concentration is decreased in thalassemia syndromes and other microcytic anemias resulting from congenital hemoglobin diseases. A pronounced decrease in reticulocyte hemoglobin greater than 25 pg has a high degree of accuracy for detecting alpha or beta thalassemia.(6) Reticulocyte hemoglobin values should be interpreted in the context of the patient's overall erythrocyte physiology, including knowledge of recent blood transfusions, iron therapy, vitamin B12 or folate deficiency, chemotherapy, and the results of hemoglobin analysis. | 1. Chabot-Richards DS, Zhang QY, George TI. Automated hematology. In: Rifai N, Horvath AR, Wittwer CT, eds. Tietz Textbook of Clinical Chemistry and Molecular Diagnostics; 6th ed. 2018:1734-1734 2. Ogawa C, Tsuchiya K, Maeda Kl. Reticulocyte hemoglobin content. Clinica Chimica Acta. 2020;504:138-145 3. Parodi E, Romano F, Ramenghi U. How we use reticulocyte parameters in workup and management of pediatric hematologic diseases. Front Pediatr. 2020;8:588617 4. Morton SU, Yuen JC, Feldman HA, et al. Screening with reticulocyte hemoglobin increased iron sufficiency among NICU patients.Pediatr Qual Saf. 2020;5(2):e258. doi:10.1097/pq9.0000000000000258 5. Buttarello M.Laboratory diagnosis of anemia: are the old and new red cell parameters useful in classification and treatment, how?Int Jn Lab Hematol. 2016;38 Suppl 1:123-132 6. Saboor M. Discrimination of iron deficiency, alpha and beta thalassemia on the basis of red cell distribution width and reticulocyte indices. Clin Lab. 2021;67(6):10.7754 7. Morkis IV, Farias M, Scotti L. Determination of reference ranges for immature platelet and reticulocyte fractions and reticulocyte hemoglobin equivalent. Rev Bras Hematol Hemoter. 2016;3 8(4):310-313 8. Soldin J, Brugnara C, Wong EC. Pediatric Reference Intervals. 5th ed. AACC Press; 2005 | The Sysmex XN reticulocyte analysis is based on flow cytometry method using a semiconductor laser. A two-dimensional scattergram is plotted, with the X-axis representing the intensity of the side fluorescent light, and the Y-axis representing the intensity of the forward scattered light. This scattergram displays groups of reticulocytes, mature red blood cells, and platelets. The scattergram is divided into three reticulocyte (RET) zones based on the intensity of the fluorescent light, and the ratio of the reticulocytes in each zone to the total number of reticulocytes is calculated. The immature reticulocyte fraction (IRF) is obtained as a ratio of reticulocytes count in the area with strong fluorescent light intensity in the RET scattergram (IRF zone), to the total reticulocytes count. RET-He (reticulocyte hemoglobin equivalent) is a unique parameter developed by Sysmex that is derived using the reticulocyte scattered light signals and a proprietary Sysmex calculation equation.(Instruction manual: Automated Hematology Analyzer XN series [XN-9000/XN-9100] North American Edition, Code No. BF691913 en-am. Sysmex Corp; rev: 09/2022) | Same day/1 day | 3 days | This test has been cleared, approved, or is exempt by the US Food and Drug Administration and is used per manufacturer's instructions. Performance characteristics were verified by Mayo Clinic in a manner consistent with CLIA requirements. | 85046 | Reticulocyte Profile, B | 50262-5 | RETHB | Reticulocyte Hemoglobin | 71694-4
RTIC | Reticulocytes, Blood | Assessing erythropoietic bonemarrow activity in anemia and otherhematologic conditions | Flow Cytometry | Yes | Reticulocytes, B | Whole Blood EDTA | Container/Tube:Lavender top (EDTA) Specimen Volume:3 mL Collection Instructions: Send whole blood specimen in original tube.Do not aliquot. | 0.5 mL | Reticulocytes are immature erythrocytes (red blood cells) that have been released into the peripheral blood from the bone marrow after extrusion of their nucleus. The reticulocyte contains residual polyribosomes used in the formation of hemoglobin in the developing erythrocyte. | % Reticulocytes 1-3 days: 3.47-5.40% 4 days-4 weeks: 1.06-2.37% 5 weeks-7 weeks: 2.12-3.47% 8 weeks-5 months: 1.55-2.70% 6 months-23 months: 0.99-1.82% 24 months-5 years: 0.82-1.45% 6-11 years: 0.98-1.94% 12-17 years: 0.90-1.49% Adults: 0.60-2.71% Absolute Reticulocytes 1-3 days: 147.5-216.4 x 10(9)/L 4 days-4 weeks: 51.3-110.4 x 10(9)/L 5 weeks-7 weeks: 51.8-77.9 x 10(9)/L 8 weeks-5 months: 48.2-88.2 x 10(9)/L 6 months-23 months: 43.5-111.1 x 10(9)/L 24 months-5 years: 36.4-68.0 x 10(9)/L 6-11 years: 42.4-70.2 x 10(9)/L 12-17 years: 41.6-65.1 x 10(9)/L Adults: 30.4-110.9 x 10(9)/L | The reticulocyte count is a measure of the number of red blood cells delivered by the bone marrow. It is elevated with active erythropoiesis, such as regeneration and is decreased in hypoplastic or deficiency conditions, such as vitamin B12 deficiency. | Reticulocyte counts must be carefully correlated with other clinical and laboratory findings. Clotted specimens yield unreliable results and are unacceptable for analysis. | 1. Adeli K, Raizman J, Chen Y, et al. Complex biological profile of hematologic markers across pediatric, adult, and geriatric ages: establishment of robust pediatric and adult reference intervals on the basis of the Canadian Health Measures Survey. Clin Chem. 2015;61(8):1075-1086 2. Clinical and Laboratory Standards Institute (CLSI). Defining, Establishing, and Verifying Reference Intervals in the Clinical Laboratory; Approved Guideline. 3rd ed. CLSI document EP28-A3c. CLSI; 2008 3. Soldin J, Brugnara C, Wong EC. Pediatric Reference Intervals. 5th ed. AACC Press; 2005 4. Lotspeich-Steininger CA, Stiene-Martin EA, Koepke JA. Clinical Hematology: Principles, Procedures, Correlations. 2nd ed. Lippincott-Raven; 1998: 114-117 | The Sysmex XN 9100 reticulocyte analyzer is a flow cytometer that uses an argon laser as the light source. Whole blood specimens are stained with polymethine fluorescent dye and passed through the laser beam in a sheath flow cell. Each blood cell causes a forward light scatter that depends on cell size. This measurement permits a separation of the various blood cell types so that only erythrocytes are included in the cell count. Erythrocytes containing the protein reticulin (ie, reticulocytes) are stained by the dye in the laser beam. The right-angle fluorescence is measured to count these stained cells. The instrument counts 30,000 erythrocytes in each specimen. Because a known aliquot is counted, an actual red blood cell per unit volume is performed and an absolute reticulocyte count is obtained.(Instruction manual: Automated Hematology Analyzer XN series [XN-9000/XN-9100] North American Edition. Code No. BF691913 en-am. Sysmex Corp; 09/2022) | 1 day | 3 days | This test has been cleared, approved, or is exempt by the US Food and Drug Administration and is used per manufacturer's instructions. Performance characteristics were verified by Mayo Clinic in a manner consistent with CLIA requirements. | 85045 | Reticulocytes, B | 50262-5 | ARTIC | Absolute Reticulocyte | 60474-4
RB1 | Retinoblastoma Protein (Rb) Immunostain, Tech Only | Aids in the identification of high-grade neuroendocrine carcinomas and small cell carcinomas | Immunohistochemistry (IHC) | Yes | Retinoblastoma IHC, Tech Only | For the initial technical component only immunohistochemical (IHC) stain performed, the appropriate bill-only test ID will be reflexed and charged (IHTOI). For each additional technical component only IHC stain performed, an additional bill-only test ID will be reflexed and charged (IHTOA). | Supplies:Immunostain Technical Only Envelope (T693) Specimen Type:Tissue Container/Tube:Immunostain Technical Only Envelope (T693) Preferred:2 Unstained positively charged glass slide (25- x 75- x 1-mm) per test ordered; sections 4-microns thick Acceptable:Formalin-fixed, paraffin-embedded tissue block |  | Retinoblastoma (Rb) is a phosphoprotein that is expressed in most normal cells and acts as a tumor suppressor by providing a cell cycle checkpoint between G1 and S phases. Loss of nuclear expression of Rb is useful in the identification of neuroendocrine carcinomas and small cell carcinomas. Loss of Rb can also be helpful to differentiate spindle cell lipomas from myofibroblastomas and cellular angiofibromas from other genital stromal lesions. |  | This test does not include pathologist interpretation, only technical performance of the stain. If interpretation is required, order PATHC / Pathology Consultation for a full diagnostic evaluation or second opinion of the case. The positive and negative controls are verified as showing appropriate immunoreactivity. If a control tissue is not included on the slide, a scanned image of the relevant quality control tissue is available upon request; call 855-516-8404. Interpretation of this test should be performed in the context of the patient's clinical history and other diagnostic tests by a qualified pathologist. | Age of a cut paraffin section can affect immunoreactivity. Stability thresholds vary widely among published literature and are antigen dependent. Best practice is for paraffin sections to be cut within 6 weeks. | 1. Thunnissen E, Borczuk AC, Flieder DB, et al. The use of immunohistochemistry improves the diagnosis of small cell lung cancer and its differential diagnosis. An international reproducibility study in a demanding set of cases.J Thorac Oncol. 2017;12(2):334-346 2. Yuan J, Knorr J, Altmannsberger M, et al. Expression of p16 and lack of pRB in primary small cell lung cancer. J Pathol. 1999;189(3):358-362 3. Chen BJ, Marino-Enríquez A, Fletcher CD, Hornick JL. Loss of retinoblastoma protein expression in spindle cell/pleomorphic lipomas and cytogenetically related tumors: an immunohistochemical study with diagnostic implications. Am J Surg Pathol. 2012;36(8):1119-1128 4.Tang LH, Basturk O, Sue JJ, Klimstra DS. A practical approach to the classification of WHO Grade 3 (G3) well-differentiated neuroendocrine tumor (WD-NET) and poorly differentiated neuroendocrine carcinoma (PD-NEC) of the pancreas. Am J Surg Pathol. 2016;40(9):1192-1202 5. Konukiewitz B, Schlitter AM, Jesinghaus M, et al. Somatostatin receptor expression related to TP53 and RB1 alterations in pancreatic and extrapancreatic neuroendocrine neoplasms with a Ki67-index above 20. Mod Pathol. 2017;30(4):587-598 6. Magaki S, Hojat SA, Wei B, So A, Yong WH. An introduction to the performance of immunohistochemistry. Methods Mol Biol. 2019;1897:289-298. doi:10.1007/978-1-4939-8935-5_25 | Immunohistochemistry on sections of paraffin-embedded tissue.(Unpublished Mayo method) | 1 to 3 days | Until staining is complete | This test has been cleared, approved, or is exempt by the US Food and Drug Administration and is used per manufacturer's instructions. Performance characteristics were verified by Mayo Clinic in a manner consistent with CLIA requirements. | 88342-TC, primary88341-TC, if additional IHC | Retinoblastoma IHC, Tech Only | Order only;no result | 604029 | Retinoblastoma IHC, Tech Only | Bill only; no result
FRBP | Retinol Binding Protein |  | Fixed Time Nephelometry | Yes | Retinol Binding Protein | Serum | Specimen Type: Serum Container/Tube: Red Top/SST acceptable Specimen Volume: 2 mL Collection Instructions: Draw blood in a plain red-top tube(s), serum gel tube(s) is acceptable. Spin down and send 2 mL of serum refrigerated in a plastic vial. Required: Fasting for at least 12 hours. | 0.5 mL |  | 1.5 - 6.7 mg/dL | [7 empty] | 83883 | Retinol Binding Protein | 1836-6 | FRBP | Retinol Binding Protein | 1836-6
RB24 | Retinol-Binding Protein, 24 Hour, Urine | Assessing renal tubular injury or dysfunction Screening for other tubular abnormalities Detecting chronic asymptomatic renal tubular dysfunction.(2) | RBP1: Calculation RBPCN: Immunonephelometry CRT24: Enzymatic Colorimetric Assay | Yes | Retinol-Binding Protein, 24-Hour, U | Urine | Container/Tube:Plastic, 5-mL tube Specimen Volume:5 mL Collection Instructions: 1. Collect urine for 24 hours. 2. No preservative. 3.Mix well before taking 5-mL aliquot. Additional Information: SeeUrine Preservatives-Collection and Transportation for 24-Hour Urine Specimensfor multiple collections. | 1 mL | Retinol-binding protein is a low-molecular-weight protein of 21 kDa that transports retinol (vitamin A alcohol) from the liver to peripheral tissues.(1) Retinol-binding protein is most often found bound to transthyretin, but a small, unbound fraction (<10%) passes freely through glomerular membranes and is reabsorbed by renal proximal tubules cells where it is catabolized. Due to extensive tubular reabsorption, under normal conditions very little of the filtered retinol-binding protein appears in the final excreted urine. Therefore, an increase in the urinary excretion of retinol-binding protein indicates proximal tubule injury and/or impaired proximal tubular function.(1) Measurement of retinol-binding protein in urine is, therefore, a useful aid in the monitoring and/or diagnosis of kidney disease. Elevated excretion rates can indicate tubular damage associated with renal tubulointerstitial nephritis or tubular toxicity from heavy metal or nephrotoxic drug exposure. Glomerulonephropathies and renal vasculopathies also are often associated with coexisting tubular injury and so may result in elevated retinol-binding protein excretion. Measurement of urinary excretion of alpha-1-microglobulin, another low-molecular-weight protein, is an alternative to the measurement of retinol-binding protein. To date, there are no convincing studies to indicate that one test has better clinical utility than the other. Urinary excretion of retinol-binding protein can be determined from either a 24-hour collection or from a random urine collection. The 24-hour collection is traditionally considered the gold standard. For random or spot collections, the concentration of retinol-binding protein is divided by the urinary creatinine concentration. This corrected value adjusts retinol-binding protein for variabilities in urine concentration. | Retinol-Binding Protein: > or =18 years of age: <273 mcg/24 hour Reference values have not been established for patients who are less than 18 years. Creatinine: Males > or =18: 930-2955 mg/24 hours Females > or =18: 603-1783 mg/24 hours Reference values have not been established for patients who are less than 18 years. | Retinol-binding protein above the reference values may be indicative of a proximal tubular dysfunction. | Since this is a nephelometric assay, turbidity and particles (eg, cells, crystals) in the specimen can interfere with the test. Therefore, all urine specimens should be centrifuged at ambient temperature prior to assay. | 1. Kirsztajn GM, Nishida SK, Silva MS, et al. Urinary retinol-binding protein as a prognostic marker in glomerulopathies. Nephron. 2002;90(4):424-431 2. Norden AG, Scheinman SJ, Deschodt-Lanckman MM, et al. Tubular proteinuria defined by a study of Dent's (CLCN5 mutation) and other tubular diseases. Kidney Int. 2000;57(1):240-249 3. Lamb EJ, Jones GJD. Kidney function tests. In: Rifai N, Horvath AR, Wittwer CT, eds. Tietz Textbook of Clinical Chemistry and Molecular Diagnostics. 6th ed. Elsevier; 2018:470-517 | Retinol-Binding Protein: In an immunochemical reaction, urinary retinol-binding protein forms immune complexes with anti-retinol-binding protein-specific antibodies coated onto polystyrene latex particles. The resulting latex bead-antigen-antibody complexes have enhanced light-scattering ability, which is detected with a nephelometer when a beam of light is passed through the sample. The intensity of the scattered light is proportional to the concentration of retinol-binding protein in the sample. The result is evaluated by comparison with a standard of known retinol-binding protein concentration.(Package insert: Human Urine Retinol Binding Protein Nephelometric Kit for use on the Siemens BNII. The Binding Site Group Ltd; V 27, 11/2012) Creatinine: The enzymatic method is based on the determination of sarcosine from creatinine with the aid of creatininase, creatinase, and sarcosine oxidase. The liberated hydrogen peroxide is measured via a modified Trinder reaction using a colorimetric indicator. Optimization of the buffer system and the colorimetric indicator enables the creatinine concentration to be quantified both precisely and specifically.(Package insert: Creatinine plus ver 2. Roche Diagnostics; V 16.0 02/2022) | 1 to 4 days | 7 days | This test was developed and its performance characteristics determined by Mayo Clinic in a manner consistent with CLIA requirements. It has not been cleared or approved by the US Food and Drug Administration. | 83883 | Retinol-Binding Protein, 24-Hour, U | 96399-1 | RBPCN | Retinol-Binding Protein Conc | 96406-4
RBR | Retinol-Binding Protein, Random, Urine | Assessing renal tubular injury or dysfunction using random urine collections Screening for other tubular abnormalities Detecting chronic asymptomatic renal tubular dysfunction.(2) | CRETR: Enzymatic Colorimetric Assay RBPR: Immunonephelometry | Yes | Retinol-Binding Protein, Random, U | Urine | Container/Tube:Plastic, 5-mL tube Specimen Volume:5 mL Collection Instructions: 1. Collect a random urine specimen. 2. No preservative. | 1 mL | Retinol-binding protein is a low-molecular-weight protein of 21 kDa that transports retinol (vitamin A alcohol) from the liver to peripheral tissues.(1) Retinol-binding protein is most often found bound to transthyretin, but a small, unbound fraction (<10%) passes freely through glomerular membranes and is reabsorbed by renal proximal tubules cells where it is catabolized. Due to extensive tubular reabsorption, under normal conditions very little of the filtered retinol-binding protein appears in the final excreted urine. Therefore, an increase in the urinary excretion of retinol-binding protein indicates proximal tubule injury and/or impaired proximal tubular function.(1) Measurement of retinol-binding protein in urine is, therefore, a useful aid in the monitoring and/or diagnosis of kidney disease. Elevated excretion rates can indicate tubular damage associated with renal tubulointerstitial nephritis or tubular toxicity from heavy metal or nephrotoxic drug exposure. Glomerulonephropathies and renal vasculopathies also are often associated with coexisting tubular injury and so may result in elevated retinol-binding protein excretion. Measurement of urinary excretion of alpha-1-microglobulin, another low-molecular-weight protein, is an alternative to the measurement of retinol-binding protein. To date, there are no convincing studies to indicate that one test has better clinical utility than the other. Urinary excretion of retinol-binding protein can be determined from either a 24-hour collection or from a random urine collection. The 24-hour collection is traditionally considered the gold standard. For random or spot collections, the concentration of retinol-binding protein is divided by the urinary creatinine concentration. This corrected value adjusts retinol-binding protein for variabilities in urine concentration. | > or =18 years: <190 mcg/g creatinine Reference values have not been established for patients that are less than 18 years. | Retinol-binding protein values above the reference values may be indicative of a proximal tubular dysfunction. | Since this is a nephelometric assay, turbidity and particles (eg, cells, crystals) in the specimen can interfere with the test. Therefore, all urine specimens should be centrifuged at ambient temperature prior to testing. | 1. Kirsztajn GM, Nishida SK, Silva MS, Ajzen H, Moura LA, Bereira AB. Urinary retinol-binding protein as a prognostic marker in glomerulopathies. Nephron. 2002;90(4):424-431.doi:10.1159/000054730 2. Norden AG, Scheinman SJ, Deschodt-Lanckman MM, et al. Tubular proteinuria defined by a study of Dent's (CLCN5 mutation) and other tubular diseases. Kidney Int. 2000;57(1):240-249.doi:10.1046/j.1523-1755.2000.00847.x 3.Lamb EJ, Jones GJD. Kidney function tests. In: Rifai N, Horvath AR, Wittwer CT, eds. Tietz Textbook of Clinical Chemistry and Molecular Diagnostics. 6th ed. Elsevier; 2018:470-517 | Creatinine: The enzymatic method is based on the determination of sarcosine from creatinine with the aid of creatininase, creatinase, and sarcosine oxidase. The liberated hydrogen peroxide is measured via a modified Trinder reaction using a colorimetric indicator. Optimization of the buffer system and the colorimetric indicator enables the creatinine concentration to be quantified both precisely and specifically.(Package insert: Creatinineplus ver 2.Roche Diagnostics;V16.0 02/2022) Retinol-Binding Protein: In an immunochemical reaction, urinary retinol-binding protein forms immune complexes with anti-retinol-binding protein-specific antibodies coated onto polystyrene latex particles. The resulting latex bead-antigen-antibody complexes have enhanced light-scattering ability, which is detected with a nephelometer when a beam of light is passed through the sample. The intensity of the scattered light is proportional to the concentration of retinol-binding protein in the sample. The result is evaluated by comparison with a standard of known retinol-binding protein concentration.(Package insert: Human Urine Retinol Binding Protein Nephelometric Kit for use on the Siemens BNII. The Binding Site Group Ltd; V27 11/2012) | 1 to 4 days | 7 days | This test was developed and its performance characteristics determined by Mayo Clinic in a manner consistent with CLIA requirements. It has not been cleared or approved by the US Food and Drug Administration. | 83883-Retinol -Binding Protein, Random, U82570-Creatinine, Random, U | Retinol-Binding Protein, Random, U | 96401-5 | CRETR | Creatinine, Random, U | 2161-8
RAPAN | Rheumatoid Arthritis Panel, Serum | Evaluating patients suspected of having rheumatoid arthritis (RA) Differentiating RA from other inflammatory arthritis or connective tissue diseases Diagnosis and stratification of rheumatoid arthritis | CCP: Enzyme-Linked Immunosorbent Assay (ELISA) RHUT: Turbidimetry | Yes | Rheumatoid Arthritis Panel, S | Serum | Collection Container/Tube: Preferred:Serum gel Acceptable:Red top Submission Container/Tube:Plastic vial Specimen Volume:2 mL Collection Instructions:Centrifuge and aliquot serum into a plastic vial. | 1.2 mL | Rheumatoid arthritis (RA) is a chronic systemic autoimmune disease characterized by interactions between the environment, specific genetic risk factors, and the human immune system. It affects about 0.6% of the United States population with a global prevalence of 0.24%.(1) Clinically, RA is typified by progressive damage of synovial joints, inflammation, production of diverse autoantibodies, and variable extra-articular manifestations.(2-4) To facilitate early diagnosis, the American College of Rheumatology/European League Against Rheumatism 2010 RA classification criteria recommend testing for rheumatoid factors (RF) and anticitrullinated protein antibodies (ACPA).(2) RF are autoantibodies directed against the Fc portion of immunoglobulin, while ACPA are directed against peptides and proteins containing citrulline, a modified form of the amino acid arginine.(5,6) RF is a heterogeneous group of autoantibodies and can be found in other inflammatory rheumatic and nonrheumatic conditions with increased prevalence in healthy individuals 60 years of age and older. More than 75% of patients with RA have an IgM antibody to RF. The titer of RF correlates poorly with disease activity, but those patients with high titers tend to have more severe disease and, thus, a poorer prognosis than seronegative patients. Compared to early serologic tests for RA, including RF, several studies have demonstrated that ACPA have much improved specificity for RA.(4,5,7) A systemic review and meta-analysis of 33 studies, including patients with RA and healthy or disease controls, demonstrated the sensitivity of anti-mutated citrullinated vimentin, anticyclic citrullinated peptide, and RF of 71%, 71%, 77%, with the specificity of 89%, 95%, 73%, and the area under the curve of the summary receiver operating characteristic of 89%, 95%, 82%, respectively.(7) Based on these studies, there exist a subset of patients with RA who are negative for RF and ACPA IgG (seronegative) who must be diagnosed clinically or with use of emerging diagnostic tests.(4,6,8) In addition to the use of RF and ACPA IgG to diagnose RA, RF and ACPA isotype antibodies and other serologic biomarkers have been used to predict if, and when, an individual who has inflammatory arthritis (IA) may develop future clinically apparent IA and assess genetic and environmental risks.(3,4,8,9) Furthermore, patients with RA may be categorized based on the phase of disease (early versus established), presence or absence of antibodies (seropositive versus seronegative), clinical manifestations (joint erosion, interstitial lung disease, or cardiovascular), or specific risks (genes, sex, or smoking).(2-4) Delayed diagnosis of RA is associated with joint erosion, destruction or deformities, poor response to treatment with ultimate increase in morbidity, and mortality.(3,4)Although late RA prognosis may be linked to adverse consequences, early diagnosis has been reported to improve outcomes; notably reduced joint destruction or deformity, delayed radiologic progression, and decreased functional disability.(3,4,10) For more information seeConnective Tissue Disease Cascade. | Cyclic Citrullinated Peptide Antibodies, IgG <20.0 U (negative) 20.0-39.9 U (weak positive) 40.0-59.9 U (positive) > or =60.0 U (strong positive) Reference values apply to all ages. Rheumatoid Factor <15 IU/mL | Cyclic Citrullinated Peptide Antibodies: A positive result for cyclic citrullinated peptide (CCP) antibodies may be suggestive of rheumatoid arthritis (RA) if compatible clinical features of disease are present. Significantly elevated levels of CCP antibodies may be useful to identify RA patients with erosive joint disease. A Mayo Clinic prospective clinical evaluation of the CCP antibody test showed a diagnostic sensitivity for RA of 78% with fewer than 5% false-positive results in healthy controls (see Cautions). Rheumatoid Factor: Positive results may be suggestive of RA if compatible clinical features of disease are present. | Cyclic Citrullinated Peptide Antibodies: Positive results for cyclic citrullinated peptide (CCP) antibodies may occur in some patients with systemic lupus erythematosus or other autoimmune, connective tissue diseases. In a Mayo Clinic study (see Interpretation), the false-positive rate in this subgroup was approximately 10%. Antirheumatic therapy should not be initiated based solely on a positive test for CCP antibodies, and changes in treatment should not be based upon the levels of CCP antibodies. Rheumatoid Factor: The presence of rheumatoid factor (RF) antibodies is not specific to rheumatoid arthritis. Antibodies may be found in other systemic autoimmune rheumatic diseases as well as nonrheumatic conditions, including infectious diseases. These diseases include Sjogren syndrome, mixed connective tissue disease, systemic lupus erythematosus, polymyositis, tuberculosis, syphilis, viral hepatitis, infectious mononucleosis, and influenza. RF antibodies have been observed in nonaffected individuals, particularly in patients 60 years of age or older. | 1. Cross M, Smith E, Hoy D, et al: The global burden of rheumatoid arthritis: estimates from the global burden of disease 2010 study. Ann Rheum Dis. 2014 Jul;73(7):1316-1322 2. Aletaha D, Neogi T, Silman AJ, et al:2010 Rheumatoid arthritis classification criteria: an American College of Rheumatology/European League Against Rheumatism collaborative initiative. Arthritis Rheum. 2010 Sep;62(9):2569-2581 3. Burgers LE, Raza K, van der Helm-van Mil AH: Window of opportunity in rheumatoid arthritis - definitions and supporting evidence: from old to new perspectives. RMD Open. 2019 Apr 3;5(1):e000870 4. Deane KD, Holers VM: Rheumatoid arthritis pathogenesis, prediction, and prevention: An emerging paradigm shift. Arthritis Rheumatol. 2021 Feb;73(2):181-193 5. Schellekens GA, Visser H, de Jong BA, et al: The diagnostic properties of rheumatoid arthritis antibodies recognizing a cyclic citrullinated peptide. Arthritis Rheum. 2000 Jan;43(1):155-163 6. Derksen VFAM, Huizinga TWJ, van der Woude D: The role of autoantibodies in the pathophysiology of rheumatoid arthritis. Semin Immunopathol. 2017 Jun;39(4):437-446 7. Zhu JN, Nie LY, Lu XY, Wu HX: Meta-analysis: compared with anti-CCP and rheumatoid factor, could anti-MCV be the next biomarker in the rheumatoid arthritis classification criteria? Clin Chem Lab Med. 2019 Oct 25;57(11):1668-1679 8. Verheul MK, Bohringer S, van Delft MAM, et al: Triple positivity for anti-citrullinated protein autoantibodies, rheumatoid factor, and anti-carbamylated protein antibodies conferring high specificity for rheumatoid arthritis: Implications for very early identification of at-risk individuals. Arthritis Rheumatol. 2018 Nov;70(11):1721-1731 9. Hedstrom AK, Ronnelid J, Klareskog L, Alfredsson L: Complex relationships of smoking, HLA-DRB1 genes, and serologic profiles in patients with early rheumatoid arthritis: Update from a Swedish population-based case-control study. Arthritis Rheumatol. 2019 Sep;71(9):1504-1511 10. Emery P, Breedveld FC, Dougados M, Kalden JR, Schiff MH, Smolen JS: Early referral recommendation for newly diagnosed rheumatoid arthritis: evidence based development of a clinical guide. Ann Rheum Dis. 2002 Apr;61(4):290-297 11. Cush JJ: Rheumatoid arthritis: Early diagnosis and treatment. Rheum Dis Clin North Am. 2022 May;48(2):537-547 | Cyclic Citrullinated Peptide Antibodies: Cyclic citrullinated peptide (CCP) antibodies in serum are detected by binding to the wells of a commercial microtiter plate coated with synthetic CCP. During the first incubation, serum antibodies bind to adsorbed, solid phase CCP. The wells are then washed to remove unbound serum constituents, and horseradish peroxidase-labeled goat anti-human IgG is added. After further incubation and washing to remove unbound conjugate, substrate (3,3',5,5' tetramethylbenzidine) is added, and the mixture incubated. The reaction between enzyme and substrate is stopped, and color in the wells measured in a microtiter plate reader. The concentration of CCP antibodies is determined by comparison to a 5-point standard curve (15.6-250 U). Testing is performed on the Agility instrument by Dynex.(Packageinsert: Quanta Lite CCP3 IgG ELISA.INOVA Diagnostics; 02/2020) Rheumatoid Factor: The Roche rheumatoid factors (RF-II) assay is an immunoturbidimetric assay. Latex-bound heat-inactivated IgG (antigen) reacts with the rheumatoid factor (RF) antibodies in the sample to form antigen/antibody complexes that, following agglutination, are measured turbidimetrically. Rheumatoid factors are autoantibodies that are directed against the Fc fragment of IgG. The autoantibodies occur in all immunoglobulin classes (IgA, IgG, and IgM). The Roche RF II assay measures all 3 types of autoantibodies. However, as the IgA and IgG types typically exhibit lower concentrations, the reaction against IgM autoantibodies predominates in this assay.(Package insert: RF-II, Rheumatoid Factors II. Roche Diagnostics; V 9.0 English, 02/2020) | 2 to 3 days | 14 days | This test has been cleared, approved, or is exempt by the US Food and Drug Administration and is used per manufacturer's instructions. Performance characteristics were verified by Mayo Clinic in a manner consistent with CLIA requirements. | 8620086431 | Rheumatoid Arthritis Panel, S | 46437-0 | RHUT | Rheumatoid Factor, S | 11572-5
RFPN | Rheumatoid Factor Panel, Serum | Evaluating patients at-risk of rheumatoid arthritis (RA) or features of inflammatory arthritis Differentiating the antibody isotype profile in patients positive for rheumatoid factor (RF) Aid in the risk stratification of RF-seropositive patients with RA | Chemiluminescent Immunoassay | Yes | Rheumatoid Factor Panel, S | Serum | Supplies:Sarstedt Aliquot Tube, 5 mL (T914) Collection Container/Tube: Preferred:Serum gel Acceptable:Red top Submission Container:Plastic vial Specimen Volume:1 mL Collection Instructions:Centrifuge and aliquot serum into plastic vial. | 0.3 mL | Rheumatoid arthritis (RA) is a chronic systemic autoimmune disease characterized by interactions between the environment, specific genetic risk factors, and the human immune system. It affects about 0.6% of the United States population with a global prevalence of 0.24%.(1) Clinically, RA is typified by progressive damage of synovial joints, inflammation, production of diverse autoantibodies, and variable extra-articular manifestations.(1,2) To facilitate early diagnosis, the American College of Rheumatology/European League Against Rheumatism 2010 RA classification criteria recommend testing for rheumatoid factors (RF) and anti-citrullinated protein antibodies (ACPA).(2) RF are autoantibodies directed against the Fc portion of immunoglobulin, while ACPA are directed against peptides and proteins containing citrulline, a modified form of the amino acid arginine.(3,4)In addition to the defined interpretations for anti-cyclic citrullinate peptide (CCP) and RF antibodies, the classification criteria also endorse the combination of specific clinical features and inflammatory markers for RA diagnosis. The clinical symptoms in the early phase of RA may be nonspecific with some patients demonstrating relatively low levels of antibodies to RF or anti-CCP antibodies, which may not fulfill the diagnostic criteria for disease. In addition, some patients with clinical features of RA may test negative for criteria antibodies, a phenomenon referred to as seronegative or ACPA-negative. While alternative diagnoses may be implicated in at-risk RA patients, determination of autoantibody isotypes for RF and other RA-associated autoantibodies have been reported to improve diagnostic accuracy and/or provide prognostic clues.(5-8) Thus, determination of multiple analytes of diverse antibody isotypes in patients seropositive for RA may be useful in risk stratification for joint erosive disease and other clinical manifestations such as cardiovascular or lung involvements.(5,7,8) In routine clinical laboratory evaluation for RA, RF antibodies are generally detected and quantified using IgM RF or total (isotype-nonspecific) RF immunoassays and CCP IgG antibodies with a variety of solid-phase immunoassays, such the enzyme linked immunosorbent assay, chemiluminescence immunoassay (CIA), fluorescent enzyme immunoassay (FEIA), multiplexed immunoassay using manual or automated platforms.(5,6,9,10) With respect to RF antibody measurements, it has been established that separate determination of RF IgA and RF IgM antibodies is important in RA evaluation, as severe joint erosive disease is seen more in patients with significantly elevated IgA RF than in those who are IgA RF negative.(5,8,9) However, IgA RF is generally less sensitive than IgM RF for RA, and double positivity for IgM RF and IgA RF has a higher specificity for RA than either IgM RF or IgA RF.(9) Both tests should be offered in a panel, which is not intended to replace RF tests thatdetect IgA, IgG and IgM autoantibodies. The relevance of IgG RF in addition to IgA or IgM RF is of limited clinical value and not available for testing on the CIA or FEIA platforms due to this clinical limitation. | RHEUMATOID FACTOR, IgA Negative: <20 CU Positive: > or =20 CU Reference values apply to all ages. RHEUMATOID FACTOR, IgM Negative: <5.0 IU/mL Positive: > or =5.0 IU/mL Reference values apply to all ages. | The presence of rheumatoid factor (RF) IgM or IgA at abnormal levels in association with anti-citrullinated peptide/protein antibodies has high specificity for a diagnosis of rheumatoid arthritis (RA). However, the presence of RF isotypes in any combination may be found in a variety of conditions, including Sjogren syndrome and hepatitis infections. | Some patients withrheumatoid arthritis (RA)may be negative forrheumatoid factor (RF)IgM or RF IgA but positive for RF antibody by nephelometry or anti-citrullinated peptideIgG antibodies. Negative results do not rule out a diagnosis of RA. All results must be interpreted in the appropriate clinical context and in association with other recommended laboratory tests disease evaluation. The performance characteristics of this assay have not been established for matrices other than serum. | 1. Cross M, Smith E, Hoy D, et al. The global burden of rheumatoid arthritis: estimates from the global burden of disease 2010 study. Ann Rheum Dis. 2014;73:1316-1322 2. Aletaha D, Neogi T, Silman AJ, et al. 2010 Rheumatoid arthritis classification criteria: an American College of Rheumatology/European League Against Rheumatism collaborative initiative. Arthritis Rheum. 2010;62:2569-2581 3. Schellekens GA, Visser H, de Jong BA, et al. The diagnostic properties of rheumatoid arthritis antibodies recognizing a cyclic citrullinated peptide. Arthritis Rheum. 2000;43:155-163 4. Derksen VFAM, Huizinga TWJ, van der Woude D. The role of autoantibodies in the pathophysiology of rheumatoid arthritis. Semin Immunopathol. 2017;39:437-446 5. Sieghart D, Platzer A, Studenic P, et al. Determination of autoantibody isotypes increases the sensitivity of serodiagnostics in rheumatoid arthritis. Front Immunol. 2018;9:876 6. Brink M, Hansson M, Mathsson-Alm L, et al. Rheumatoid factor isotypes in relation to antibodies against citrullinated peptides and carbamylated proteins before the onset of rheumatoid arthritis. Arthritis Res Ther. 2016;18:43 7. Kelmenson LB, Wagner BD, McNair BK, et al. Timing of Elevations of Autoantibody Isotypes Prior to Diagnosis of Rheumatoid Arthritis. Arthritis Rheumatol. 2020;72:251-261 8. Oka S, Higuchi T, Furukawa H, et al. Serum rheumatoid factor IgA, anti-citrullinated peptide antibodies with secretory components, and anti-carbamylated protein antibodies associate with interstitial lung disease in rheumatoid arthritis. BMC Musculoskelet Disord. 2022;23:46 9. Van Hoovels L, Vander Cruyssen B, Sieghart D, et al. IgA rheumatoid factor in rheumatoid arthritis. Clin Chem Lab Med. 2022;60:1617-1626 10. Van Hoovels L, Vander Cruyssen B, Sieghart D, et al. Multicentre study to improve clinical interpretation of rheumatoid factor and anti-citrullinated protein/peptide antibodies test results. RMD Open. 2022;8:e002099 | The Inova BIO-FLASH system uses paramagnetic beads as the solid surface upon which to bind the targeted antibody. The beads used in the rheumatoid factor (RF) IgA and IgM kits are coated with rabbit polyclonal antibodies as the capture antigen. The serum sample is diluted by the instrument and combined in a cuvette with the beads and assay buffer for 10 minutes at 37 degrees C. The beads are magnetized, and unbound materials are washed away. Detection antibody conjugated with isoluminol is added to the cuvette for another incubation at 37 degrees C. The RF IgA kits contain anti-human IgA conjugate, while the RF IgM kits contain anti human IgM conjugate. After an additional wash, trigger reagents are added to the cuvette to initiate a light reaction proportional to the amount of bound isoluminol conjugate. The light produced by the reaction is measured by a detector as relative light unit (RLU). The RLU is applied to the working curve on the instrument. The RF IgA is reported as chemiluminescent units (CU), while the RF IgM is reported in IU/mL traceable to WHO Reference Reagent W1066.(Package inserts: QUANTA Flash RF IgA. Inova Diagnostics, Inc; V 4, 07/2019; QUANTA Flash RF IgM. Inova Diagnostics, Inc; V 4, 07/2019) | 2 to 7 days | 14 days | This test has been cleared, approved, or is exempt by the US Food and Drug Administration and is used per manufacturer's instructions. Performance characteristics were verified by Mayo Clinic in a manner consistent with CLIA requirements. | 86431 x2 | Rheumatoid Factor Panel, S | 106053-2 | RFA | Rheumatoid Factor IgA, S | 33313-8
RHUT | Rheumatoid Factor, Serum | Diagnosis andprognosis of rheumatoid arthritis | Turbidimetry | Yes | Rheumatoid Factor, S | For more information seeConnective Tissue Disease Cascade. | Collection Container/Tube: Preferred:Serum gel Acceptable:Red top Submission Container/Tube:Plastic vial Specimen Volume:1 mL Collection Instructions:Centrifuge and aliquot serum into a plastic vial. | 0.75 mL | Rheumatoid factors (RF) are a heterogeneous group of autoantibodies associated with the diagnosis of rheumatoid arthritis (RA) but can also be found in other inflammatory rheumatic and nonrheumatic conditions. They can also be detected in some healthy individuals aged 60 years and older. Despite being nonspecific, the detection of RF oranti-citrullinated protein (anti-CCP) antibodyis part of the 2010 diagnosis criterion of the American College of Rheumatology for classification of RA. More than 75% of patients with RA have an IgM antibody to IgG. The titer of RF correlates poorly with disease activity, but those patients with high titers tend to have more severe disease and, thus, a poorer prognosis than seronegative patients. A meta-analysis compared the sensitivity and specificity of IgM RF versus anti-CCP antibody. For IgM RF, the sensitivity was 69% (CI, 65%-73%) and specificity was 85% (CI, 82%-88%). For comparison, the sensitivity for anti-CCP antibody was 67% (95% CI, 62%-72%) and 95% (CI, 94%-97%).(1) Both anti-CCP and RF are useful in the diagnosis of RA, and the use of both tests has been shown to increase diagnostic sensitivity.(2) | <15 IU/mL | Positive results are consistent with, but not specific for, rheumatoid arthritis. | Nonrheumatoid and rheumatoid arthritis (RA) populations are not clearly separate with regard to the presence of rheumatoid factor (RF) (15% of RA patients have a nonreactive titer and 8% of nonrheumatoid patients have a positive titer). Patients with various nonrheumatoid diseases characterized by chronic inflammation may test positive for RF. These diseases include systemic lupus erythematosus, polymyositis, tuberculosis, syphilis, viral hepatitis, infectious mononucleosis, and influenza. RF factor antibodies have been observed in non-affected individuals, particularly in patients 60 years of age or older. | 1. Nishimura K, Sugiyama D, Kogata Y, et al. Meta-analysis: diagnostic accuracy of anti-cyclic citrullinated peptide antibody and rheumatoid factor for rheumatoid arthritis. Ann Intern Med. 2007;146(11):797-808 2. Chang PY, Yang CT, Cheng CH, Yu KH. Diagnostic performance of anti-cyclic citrullinated peptide and rheumatoid factor in patients with rheumatoid arthritis. Int J Rheum Dis. 2016;19(9):880-886 3. Aletaha D, Neogi T, Silman AJ, Funovits J.2010 Rheumatoid arthritis classification criteria: an American College of Rheumatology/European League Against Rheumatism collaborative initiative. Arthritis Rheum. 2010;62(9):2569-2581 4. Smolen JS, Alethaha D, McInnes IB. Rheumatoid arthritis. Lancet. 2016;388:2023-2038 5. Roberts-Thomson PJ, McEvoy R, Langhans T, Bradley J. Routine quantification of rheumatoid factor by rate nephelometry. Ann Rheum Dis. 1985;44:379-383 | The Roche rheumatoid factors (RF-II) assay is an immunoturbidimetric assay. Latex-bound heat-inactivated IgG (antigen) reacts with the rheumatoid factor (RF) antibodies in the sample to form antigen/antibody complexes, that following agglutination, are measured turbidimetrically. Rheumatoid factors are autoantibodies that are directed against the Fc fragment of IgG. The autoantibodies occur in all immunoglobulin classes (IgA, IgG, and IgM). The Roche RF II assay measures all 3 types of autoantibodies. However, as the IgA and IgG types typically exhibit lower concentrations, the reaction against IgM autoantibodies predominates in this assay.(Package insert: RF-II, Rheumatoid Factors II. Roche Diagnostics; V 9.0 English, 02/2020) | 1 to 3 days | 14 days | This test has been cleared, approved, or is exempt by the US Food and Drug Administration and is used per manufacturer's instructions. Performance characteristics were verified by Mayo Clinic in a manner consistent with CLIA requirements. | 86431 | Rheumatoid Factor, S | 11572-5 | RHUT | Rheumatoid Factor, S | 11572-5
RHNI | Rhizopus nigricans, IgE, Serum | Establishing a diagnosis of an allergy toRhizopus nigricans Defining the allergen responsible for eliciting signs and symptoms Identifying allergens: -Responsible for allergic response and/or anaphylactic episode -To confirm sensitization prior to beginning immunotherapy -To investigate the specificity of allergic reactions to insect venom allergens, drugs, or chemical allergens | Fluorescence Enzyme Immunoassay (FEIA) | Yes | Rhizopus Nigricans, IgE | Serum | Collection Container/Tube: Preferred:Serum gel Acceptable:Red top Submission Container/Tube:Plastic vial Specimen Volume:0.5 mL for every 5 allergens requested Collection Instructions:Centrifuge and aliquot serum into a plastic vial. | For 1 allergen: 0.3 mL For more than 1 allergen: (0.05 mL x number of allergens) + 0.25 mL deadspace | Clinical manifestations of immediate hypersensitivity (allergic) diseases are caused by the release of proinflammatory mediators (histamine, leukotrienes, and prostaglandins) from IgE-sensitized effector cells (mast cells and basophils) when cell-bound IgE antibodies interact with an allergen. In vitro serum testing for IgE antibodies provides an indication of the immune response to allergens that may be associated with allergic disease. The allergens chosen for testing often depend upon the age of the patient, history of allergen exposure, season of the year, and clinical manifestations. In individuals predisposed to develop allergic disease, the sequence of sensitization and clinical manifestations proceed as follows: eczema and respiratory disease (rhinitis and bronchospasm) in infants and children less than 5 years due to food sensitivity (milk, egg, soy, and wheat proteins) followed by respiratory disease (rhinitis and asthma) in older children and adults due to sensitivity to inhalant allergens (dust mite, mold, and pollen inhalants). | Class,IgE kU/L,Interpretation, 0,<0.10,Negative, 0/1,0.10-0.34,Borderline/equivocal, 1,0.35-0.69,Equivocal, 2,0.70-3.49,Positive, 3,3.50-17.4,Positive, 4,17.5-49.9,Strongly positive, 5,50.0-99.9,Strongly positive, 6,> or =100,Strongly positive, | Detection of IgE antibodies in serum (class 1 or greater) indicates an increased likelihood of allergic disease as opposed to other etiologies and defines the allergens that may be responsible for eliciting signs and symptoms. The level of IgE antibodies in serum varies directly with the concentration of IgE antibodies expressed as a class score or kU/L. | Testing for IgE antibodies is not useful in patients previously treated with immunotherapy to determine if residual clinical sensitivity exists or in patients in whom the medical management does not depend upon identification of allergen specificity. Some individuals with clinically insignificant sensitivity to allergens may have measurable levels of IgE antibodies in serum, and test results must be interpreted in the clinical context. False-positive results for IgE antibodies may occur in patients with markedly elevated serum IgE (>2500 kU/L) due to nonspecific binding to allergen solid phases. | Homburger HA, Hamilton RG: Allergic diseases. In: McPherson RA, Pincus MR, eds. Henry's Clinical Diagnosis and Management by Laboratory Methods. 23rd ed. Elsevier; 2017:1057-1070 | Specific IgE from the patient's serum reacts with the allergen of interest, which is covalently coupled to an ImmunoCAP. After washing away nonspecific IgE, enzyme-labeled anti-IgE antibody is added to form a complex. After incubation, unbound anti-IgE is washed away, and the bound complex incubated with a developing agent. After stopping the reaction, the fluorescence of the eluate is measured. Fluorescence is proportional to the amount of specific IgE present in the patient's sample (ie, the higher the fluorescence value, the more IgE antibody is present).(Package insert: ImmunoCAP System Specific IgE FEIA. Phadia; Rev 06/2020) | Same day/1 to 3 days | 14 days | This test has been cleared, approved, or is exempt by the US Food and Drug Administration and is used per manufacturer's instructions. Performance characteristics were verified by Mayo Clinic in a manner consistent with CLIA requirements. | 86003 | Rhizopus Nigricans, IgE | 6229-9 | RHNI | Rhizopus Nigricans, IgE | 6229-9
FRDG | Rhodotorula IgE |  | Enzyme Immunoassay (EIA) | Yes | Rhodotorula IgE | Serum | Specimen Type:Serum Container/Tube:Red or SST Specimen Volume:0.5 mL Collection Instructions:Draw blood in a plain red-top tube(s), serum gel tube is acceptable. Spin down and send 0.5 mL of serum refrigerated in a plastic vial. | 0.5 mL |  | <0.35 kU/L | Class IgE (kU/L) Comment 0 <0.35 Below Detection 1 0.35-0.69 Low Positive 2 0.70-3.49 Moderate Positive 3 3.50-17.49 Positive 4 17.50-49.99 Strong Positive 5 >49.99 Very Strong Positive |  |  |  | 4 to 7 days |  | This test was developed and its performance characteristics determined by Eurofins Viracor. It has not been cleared or approved by the U.S. Food and Drug Administration. | 86003 | Rhodotorula IgE | 7665-3 | Z4037 | CLASS | 102572-5
FRUB | Rhubarb (Rheum rhaponticum) IgE |  | Enzyme Immunoassay (EIA) | Yes | Rhubarb IgE | Serum | Specimen Type: Serum Container/Tube: Red Top Specimen Volume: 0.5 mL Collection Instructions: Draw blood in a plain red-top tube(s), serum gel tube(s) is acceptable. Spin down and send 0.5 mL of serum refrigerated in a plastic vial. | 0.5 mL |  | <0.35 kU/L | Class IgE (kU/L) Comment 0 <0.35 Below Detection 1 0.35-0.69 Low Positive 2 0.70-3.49 Moderate Positive 3 3.50-17.49 Positive 4 17.50-49.99 Strong Positive 5 >49.99 Very Strong Positive |  |  |  | 4 to 7 days |  | This test was developed and its performance characteristics determined by Eurofins Viracor. It has not been cleared or approved by the U.S. Food and Drug Administration. | 86003 | Rhubarb IgE | 7667-9 | Z3879 | CLASS | 102573-3
VITB2 | Riboflavin (Vitamin B2), Plasma | Evaluation of individuals who present the signs of ariboflavinosis | Liquid Chromatography Tandem Mass Spectrometry (LC-MS/MS) Portions of this test are covered by patents held by Quest Diagnostics | Yes | Riboflavin (Vitamin B2), P | Plasma Heparin | Patient Preparation:Fasting-overnight (12-14 hours) (infants-collect specimen prior to next feeding) Supplies:Amber Frosted Tube, 5 mL (T915) Collection Container/Tube: Preferred:Green top (sodium or lithium heparin) Acceptable:Light-green top (sodium or lithium heparin plasma gel) Submission Container/Tube:Amber vial Specimen Volume:2 mL Collection Instructions:Centrifuge within 2 hours of collection and aliquot plasma into amber vial. | 0.5 mL | There are 3 principal vitamin B2-active flavins found in nature: riboflavin, riboflavin 5-phosphate (flavin mononucleotide: FMN), and riboflavin-5'-adenosyl-diphosphate (flavin adenosine dinucleotide: FAD). In biological tissues, FMN and FAD serve as prosthetic groups for a large variety of flavoproteins, which are hydrogen carriers in oxidation-reduction processes. Dietary deficiency of riboflavin (ariboflavinosis) is characterized by sore throat, cheilosis (lesions on the lips), angular stomatitis (lesions on the angles of the mouth), glossitis (fissured and magenta-colored tongue), corneal vascularization, dyssebacia (red, scaly, greasy patches on the nose, eyelids, scrotum, and labia), and normocytic, normochromic anemia. Severe riboflavin deficiency may affect the conversion of vitamin B6 to its coenzyme, as well as conversion of tryptophan to niacin. There is also evidence that more subtle riboflavin deficiency might have negative health consequences. Finally, in addition to dietary deficiency, there are rare inborn errors of metabolism, primarily involving loss of function of riboflavin transporters, which result in functional vitamin B2 deficiency. Many of these latter cases present with neurodegenerative features. Riboflavin has a low level of toxicity and no case of riboflavin toxicity in humans has been reported. The limited absorptivity of riboflavin and its ready excretion in the urine normally preclude a health problem due to increased intake of riboflavin. | 1-19 mcg/L | Low concentrations in the blood plasma are indicative of nutritional deficiency.Concentrations below 1 mcg/L are considered significantly diminished. Marginally low levels probably represent nutritional deficiency that should be corrected. | Testing of nonfasting specimens or the use of dietary vitamin B2 supplementation can result in elevated plasma vitamin B2 concentrations. | 1. McCormick DB. Riboflavin. In: Shils ME, Shike M, Ross AC, et al. Modern Nutrition in Health and Disease. 10th ed. Lippincott Williams and Wilkins; 2006:434-441 2. Hustad S, McKinley MC, McNulty H, et al. Riboflavin, flavin mononucleotide, and flavin adenine dinucleotide in human plasma and erythrocytes at baseline and after low-dose riboflavin supplementation. Clin Chem. 2002;48(9):1571-1577 3. Roberts NB. Taylor A. Sodi R. Vitamins and trace elements. In: Rifai N, Horvath AR, Wittwer CT, eds. Tietz Textbook of Clinical Chemistry and Molecular Diagnostics. 6th ed. Elsevier; 2018:639-718 4. Balasubramaniam S, Christodoulou J, Rahman S. Disorders of riboflavin metabolism. J Inherit Metab Dis. 2019;42(4):608–619. doi:10.1002/jimd.12058 5. Suwannasom S, Kao I, PruB A, Georgieva R, Baumler H. Riboflavin: the health benefits of a forgotten natural vitamin. Int J Mol Sci. 2020;21(3):950. doi:10.3390/ijms21030950 6. O'Callaghan B, Bosch AM, Houlden H. An update on the genetics, clinical presentation, and pathomechanisms of human riboflavin transporter deficiency. J Inherit Metab Dis. 2019;42(4):598-607. doi:10.1002/jimd.12053 | Riboflavin (vitamin B2) is extracted from plasma heparin specimens with internal standard and then analyzed by liquid chromatography tandem mass spectrometry.(Unpublished Mayo method) | 2 to 5 days | 2 weeks | This test was developed and its performance characteristics determined by Mayo Clinic in a manner consistent with CLIA requirements. It has not been cleared or approved by the US Food and Drug Administration. | 84252 | Riboflavin (Vitamin B2), P | 2924-9 | 61637 | Riboflavin (Vitamin B2), P | 2924-9
RIB | Ribosome P Antibodies, IgG, Serum | As an adjunct in the diagnostic evaluation of patients with systemic lupus erythematosus (SLE) May be useful in the phenotypic stratification of SLE patients at risk for neuropsychiatric SLE, lupus nephritis and/or hepatitis | Multiplex Flow Immunoassay | Yes | Ribosome P Ab, IgG, S | For more information seeConnective Tissue Disease Cascade. | Collection Container/Tube: Preferred:Serum gel Acceptable:Red top Submission Container/Tube:Plastic vial Specimen Volume:0.5 mL Collection Instructions:Centrifuge and aliquot serum into a plastic vial. | 0.35 mL | Systemic lupus erythematosus (SLE) is a heterogeneous autoimmune disease that affects multiple organ systems with diverse clinical presentations. The disease is characterized by a diversity of antinuclear antibody (ANA) specificities associated with positivity of nuclear and/or cytoplasmic patterns using the HEp-2 substrate by indirect immunofluorescence assay (IFA).(1,2) Of the ANA-specific autoantibodies, only anti-dsDNA and anti-Smith antibodies associated with the Hep-2 substrate IFA nuclear patterns are required in contemporary classification criteria for SLE.(3,4) Detection of non-criteria SLE autoantibodies and their associatedprofiles are fundamental in the clinical management of patients as these antibodies provide important clues for diagnosis, phenotypic categorization, and disease activity, as well as potential therapeutic targets.(5) For example, these autoantibodies may be involved in the inflammatory and immune complex formation causing damage in multiple end-organs such as kidney, skin, and central nervous system (CNS). Anti-ribosomal P protein (anti-Rib-P, anti-P) antibodies were initially described in the 1980s and subsequently reported to recognize three specific ribosomal proteins (P0, P1 and P2, of 38, 19 and 17 kDa molecular weight, respectively) located in the large ribosome's subunit.(6).A 2015 systematic review and meta-analysis of published studies reported significant association with malar rash, oral ulcer, photosensitivity and anti-dsDNA antibody positivity.(7) However, the associations with neuropsychiatric SLE, hepatic damage, serum anti-Smith and anti-cardiolipin antibodies were observed more frequently in anti-Rib-P positive patients than in negative patients. In a more recent meta-analysis, significant associations were noted for CNS involvement and psychosis, and lupus hepatitis with heterogeneity between studies for lupus nephritis.(6)In a recent large single center study, anti-Rib-P antibody positivity was associated with a higher proportion of neurological involvement (p <0.05) at baseline.(8) In the same study, antibody-positive patients for anti-Rib-P antibodies were more likely to accumulate neuropsychiatric damage (adjusted HR = 3.8, 95% CI 2.7-57), p <0.001). The variable clinical associations between positivity for anti-Rib-P antibodies and the reported SLE manifestations in these and other studies may be due to demographic and clinical heterogeneity of the cohorts and different formulations of the immunoassays and methods for detecting antibodies.(6,9) Anti-ribosomal antibodies can be detected and quantified using a variety solid-phase immunoassays in the clinical laboratory. The use of different antigenic combinations and antigens from different sources limit commutability between testing methods.(6) | <1.0 U (negative) > or =1.0 U (positive) Reference values apply to all ages. | As an adjunct in the diagnostic evaluation of patients with systemic lupus erythematosus (SLE) May be useful in the phenotypic stratification of SLE patients at risk for neuropsychiatric SLE, lupus nephritis and/or hepatitis | Most patients with systemic lupus erythematosus (SLE) do not have detectable levels of antibodies to ribosome P protein. Positivity of anti-ribosomal p antibody alone should not be relied upon to establish the diagnosis or to rule out the diagnosis in a patient with signs and symptoms compatible with SLE. | 1. Damoiseaux J, Andrade LEC, Carballo OG, et al. Clinical relevance of HEp-2 indirect immunofluorescent patterns: the International Consensus on ANA patterns (ICAP) perspective. Ann Rheum Dis. 2019;78(7):879-889 2.Bossuyt X, De Langhe E, Borghi MO, Meroni PL. Understanding and interpreting antinuclear antibody tests in systemic rheumatic diseases. Nat Rev Rheumatol. 2020;16:715-726 3. Petri M, Orbai AM, Alarcón GS, et al. Derivation and validation of the Systemic Lupus International Collaborating Clinics classification criteria for systemic lupus erythematosus. Arthritis Rheum. 2012;64:2677-2686 4. Aringer M, Costenbader K, Daikh D, et al. 2019 European League Against Rheumatism/American College of Rheumatology classification criteria for systemic lupus erythematosus. Ann Rheum Dis. 2019;78:1151-1159 5. Irure-Ventura J, López-Hoyos M. Disease criteria of systemic lupus erythematosus (SLE); the potential role of non-criteria autoantibodies. J Transl Autoimmun. 2022;5:100143 6. Choi MY, FitzPatrick RD, Buhler K, Mahler M, Fritzler MJ. A review and meta-analysis of anti-ribosomal P autoantibodies in systemic lupus erythematosus. Autoimmun Rev. 2020;19:102463 7. Shi ZR, Cao CX, Tan GZ, Wang L. The association of serum anti-ribosomal P antibody with clinical and serological disorders in systemic lupus erythematosus: a systematic review and meta-analysis. Lupus. 2015;24:588-596 8.Ding Y, Zhao J, Qian J, et al. The role of anti-ribosomal P autoantibodies in the prediction of neuropsychiatric damage in systemic lupus erythematosus based on CSTAR cohort (XIV). Clin Rheumatol. 2022;41:1371-1379 9. Emerson JS, Gruenewald SM, Gomes L, Lin MW, Swaminathan S. The conundrum of neuropsychiatric systemic lupus erythematosus: Current and novel approaches to diagnosis. Front Neurol. 2023;14:1111769 | Affinity-purified ribosome P antigens are coupled covalently to polystyrene microspheres, which are impregnated with fluorescent dyes to create a unique fluorescent signature. Ribosome P antibodies, if present in diluted serum, bind to ribosome P antigen on the microspheres. The microspheres are washed to remove extraneous serum proteins. Phycoerythrin (PE)-conjugated, antihuman IgG antibody is then added to detect IgG anti-ribosome P antibodies bound to the microspheres. The microspheres are washed to remove unbound conjugate, and bound conjugate is detected by laser photometry. A primary laser reveals the fluorescent signature of each microsphere to distinguish it from microspheres that are labeled with other antigens, and a secondary laser reveals the level of PE fluorescence associated with each microsphere. Results are calculated by comparing the median fluorescence response for ribosome P microspheres to a 4-point calibration curve.(Package insert: Bioplex 2200 ANA Screen. Bio-Rad Laboratories; 02/2019) | Same day/1 to 3 days | 14 days | This test has been cleared, approved, or is exempt by the US Food and Drug Administration and is used per manufacturer's instructions. Performance characteristics were verified by Mayo Clinic in a manner consistent with CLIA requirements. | 83516 | Ribosome P Ab, IgG, S | 53892-6 | RIB | Ribosome P Ab, IgG, S | 53892-6
FRICE | Rice IgG |  | Enzyme Immunoassay (FEIA) | No | Rice IgG | Serum | Collection Container/Tube: Preferred: Red Top Acceptable: Serum gel Submission Container/tube:Plastic vial Specimen Volume: 0.5 mL Collection Instructions: 1. Draw blood in a plain red-top tube(s), serum gel tube(s) is acceptable. 2. Centrifuge and aliquot 0.5 mL of serum into a plastic vial. 3. Send refrigerate. | See Specimen Required |  | Reference ranges have not been established for food-specific IgG tests. | The clinical utility of food-specific IgG tests has not been established. These tests can be used in special clinical situations to select foods for evaluation by diet elimination and challenge in patients who have food-related complaints. It should be recognized that the presence of food-specific IgG alone cannot be taken as evidence of food allergy and only indicates immunologic sensitization by the food allergen in question. This test should only be ordered by physicians who recognize the limitations of the test. |  |  |  | 5 to 7 days |  | This test was developed and its performance characteristics determined by Eurofins Viracor. It has not been cleared or approved by the U.S. Food and Drug Administration. | 86001 | Rice IgG | 35545-3 | FRICE | Rice IgG | 35545-3
RICE | Rice, IgE, Serum | Establishing a diagnosis of an allergy to rice Defining the allergen responsible for eliciting signs and symptoms Identifying allergens: -Responsible for allergic response and/or anaphylactic episode -To confirm sensitization prior to beginning immunotherapy -To investigate the specificity of allergic reactions to insect venom allergens, drugs, or chemical allergens | Fluorescence Enzyme Immunoassay (FEIA) | Yes | Rice, IgE | Serum | Collection Container/Tube: Preferred:Serum gel Acceptable:Red top Submission Container/Tube:Plastic vial Specimen Volume:0.5 mL for every 5 allergens requested Collection Instructions:Centrifuge and aliquot serum into a plastic vial. | For 1 allergen: 0.3 mL For more than 1 allergen: (0.05 mL x number of allergens) + 0.25 mL deadspace | Clinical manifestations of immediate hypersensitivity (allergic) diseases are caused by the release of proinflammatory mediators (histamine, leukotrienes, and prostaglandins) from IgE-sensitized effector cells (mast cells and basophils) when cell-bound IgE antibodies interact with an allergen. In vitro serum testing for IgE antibodies provides an indication of the immune response to allergens that may be associated with allergic disease. The allergens chosen for testing often depend upon the age of the patient, history of allergen exposure, season of the year, and clinical manifestations. In individuals predisposed to develop allergic disease, the sequence of sensitization and clinical manifestations proceed as follows: eczema and respiratory disease (rhinitis and bronchospasm) in infants and children less than 5 years due to food sensitivity (milk, egg, soy, and wheat proteins) followed by respiratory disease (rhinitis and asthma) in older children and adults due to sensitivity to inhalant allergens (dust mite, mold, and pollen inhalants). | Class,IgE kU/L,Interpretation, 0,<0.10,Negative, 0/1,0.10-0.34,Borderline/equivocal, 1,0.35-0.69,Equivocal, 2,0.70-3.49,Positive, 3,3.50-17.4,Positive, 4,17.5-49.9,Strongly positive, 5,50.0-99.9,Strongly positive, 6,> or =100,Strongly positive, | Detection of IgE antibodies in serum (class 1 or greater) indicates an increased likelihood of allergic disease as opposed to other etiologies and defines the allergens that may be responsible for eliciting signs and symptoms. The level of IgE antibodies in serum varies directly with the concentration of IgE antibodies expressed as a class score or kU/L. | Testing for IgE antibodies is not useful in patients previously treated with immunotherapy to determine if residual clinical sensitivity exists or in patients in whom the medical management does not depend upon identification of allergen specificity. Some individuals with clinically insignificant sensitivity to allergens may have measurable levels of IgE antibodies in serum, and test results must be interpreted in the clinical context. False-positive results for IgE antibodies may occur in patients with markedly elevated serum IgE (>2500 kU/L) due to nonspecific binding to allergen solid phases. | Homburger HA, Hamilton RG: Allergic diseases. In: McPherson RA, Pincus MR, eds. Henry's Clinical Diagnosis and Management by Laboratory Methods. 23rd ed. Elsevier; 2017:1057-1070 | Specific IgE from the patient's serum reacts with the allergen of interest, which is covalently coupled to an ImmunoCAP. After washing away nonspecific IgE, enzyme-labeled anti-IgE antibody is added to form a complex. After incubation, unbound anti-IgE is washed away, and the bound complex incubated with a developing agent. After stopping the reaction, the fluorescence of the eluate is measured. Fluorescence is proportional to the amount of specific IgE present in the patient's sample (ie, the higher the fluorescence value, the more IgE antibody is present).(Package insert: ImmunoCAP System Specific IgE FEIA. Phadia; Rev 06/2020) | Same day/1 to 3 days | 14 days | This test has been cleared, approved, or is exempt by the US Food and Drug Administration and is used per manufacturer's instructions. Performance characteristics were verified by Mayo Clinic in a manner consistent with CLIA requirements. | 86003 | Rice, IgE | 6230-7 | RICE | Rice, IgE | 6230-7
FRIFA | Rifampin Level (PKRIF) |  | HPLC | No | Rifampin Level | Serum | Container/Tube: Red Top Preferred:Red top tube Acceptable: Serum gel tube SpecimenVolume: 2mL CollectionInstructions: Draw blood in a plain, red-top tube(s). Separate serum from cells immediately by centrifugation and aliquot into a polypropylene or similar plastic tube. Send 2 mL of serum frozen in plastic vial. Note: 1. The following information is required: A. Specimen Type (source) B. Dose (specify PO, IV, IM) C. Date and time of last dose (for IV start/end time) 2. If the time of last dose and the blood draw are not accurately recorded, accurate interpretation of the concentration is not possible. | 0.5 mL |  | mcg/mL | The target range for mycobacterial infections is 8 to 24 mcg/mL 2 hours after oral dose or 2 hours after the end of intravenous infusion. Samples drawn later than 2 hours after the dose will often display concentrations below the stated range. Rifampin generally should be given as a single daily dose. If the patient is receiving 2 small daily doses, consider combining the doses and rechecking the concentration. Rifampin absorption may be reduced by food. Take on an empty stomach if possible. Rifampin does not have clear concentration-related toxicity and most patients tolerate concentrations above the stated range without difficulty. Hepatic dysfunction may produce elevated rifampin concentrations. Rifampin concentrations greater than 50% above the range may warrant a dose reduction of 150 to 300 mg. If the time of the dose and the blood draw were not accurately recorded, accurate interpretation of the concentration is not possible. |  |  |  | 10 to 14 days |  | The performance characteristics for this test have been validated by Advanced Diagnostic Laboratories at National Jewish Health. It has not been cleared or approved by the US Food and Drug Administration. The results are not intended to be used as the sole means for clinical diagnosis or patient management decisions. This laboratory is certified under the Clinical Laboratory Improvement Amendments of 1988 (CLIA 88) as qualified to perform high complexity clinical laboratory testing. | 80299 | Rifampin Level | Not Provided | Z5865 | Specimen Type: | Not Provided
RISAP | Risankizumab Quantitation with Antibodies, Serum | Evaluation of patients with limited primary (initial) response to or secondary loss of response to risankizumab | RISA: Liquid Chromatography Mass Spectrometry (LC-MS) RISAB: Electrochemiluminescent-Bridging Immunoassay (ECLIA) | Yes | Risankizumab QN with Antibodies, S | For more information seeUlcerative Colitis and Crohn Disease Therapeutic Drug Monitoring Algorithm. | Patient Preparation:For 12 hours before specimen collection, patientshould nottake multivitamins or dietary supplements (eg, hair, skin, and nail supplements) containing biotin (vitamin B7). Supplies:Sarstedt Aliquot Tube, 5 mL (T914) Container/Tube: Preferred:Red top Acceptable:Serum gel Submission Container/Tube:Plastic vial Specimen Volume:1.5 mL Collection Instructions: 1. Draw blood immediately before next scheduled dose (trough specimen). 2. Within 2 hours of collection, centrifuge, and aliquot serum into a plastic vial. | 0.75 mL | Risankizumab (Skyrizi, AbbVie) is a humanized IgG1 kappa therapeutic monoclonal antibody approved for the treatment of moderate to severe plaque psoriasis, psoriatic arthritis, ulcerative colitis, and Crohn disease.(1,2) Risankizumab targets interleukin 23A (IL-23p19), binding with high affinity to the p19 subunit and inhibiting further action.(3) Therapeutic drug monitoring (TDM) has become standard-of-care for biologic therapies used in inflammatory bowel disease (IBD). In this context, TDM requires both quantitation of the therapeutic monoclonal antibody and assessment for the presence of anti-drug antibodies. Accurate interpretation of drug quantitation requires knowledge regarding patient diagnosis, drug dosage, and treatment schedule. Patients with plaque psoriasis or psoriatic arthritis are treated with 150 mg subcutaneously at weeks 0, 4, and every 12 weeks thereafter. The steady state maximum concentration (Cmax) and trough concentration (Ctrough) are estimated to be 12 mcg/mL and 2 mcg/mL, respectively.Patients with Crohn disease are treated with 600 mg intravenously at weeks 0, 4, and 8, followed by 180 mg or 360 mg subcutaneously at week 12 and every 8 weeks thereafter. During induction weeks 8 through 12, the median Cmax is estimated to be 156 mcg/mL, and the Ctrough is estimated to be 38.8 mcg/mL, according to the drug package insert. Steady state is achieved at 28 weeks after starting treatment in the dosing regimen for Crohn disease. Median Cmax and Ctrough concentrations measured during weeks 40 through 48 of maintenance phase (or weeks 52-60 from start of treatment) are estimated to be 14.0 mcg/mL and 4.1 mcg/mL, respectively, for 180 mg dose or 28.0 mcg/mL and 8.1 mcg/mL, respectively, for 360 mg dose.(4) The other important aspect of TDM for therapeutic monoclonal antibodies is detection of anti-drug antibodies. Similar to other therapeutic antibodies, risankizumab is immunogenic. Development of antibodies to risankizumab (ATRs) may increase drug clearance in treated patients and/or neutralize the drug effect, thereby potentially contributing to loss-of-response.Clinical trials have shown ATRs occur at rates of about 24% for plaque psoriasis, 12% for psoriatic arthritis, and 3.4% for Crohn disease. In the context of limited initial response or loss-of-response over time to risankizumab, measurement of circulating drug concentrations and assessment for ATRs can help to guide patient management. For example, patients with low risankizumab trough concentrations in the absence of ATRs might benefit from dose escalation in an attempt to increase the circulating amount of the drug. In contrast, for patients with low drug concentrations and a detectable ATR, transition to a new drug therapy may be indicated. | RISANKIZUMAB QUANTITATION: Risankizumab lower limit of quantitation =1.0 mcg/mL RISANKIZUMAB ANTIBODIES: Antibodies to risankizumab: <20.0 ng/mL | The optimal therapeutic serum concentration of risankizumab associated with favorable outcomes in Crohn disease is not known at this time. The current recommendation is to use the lowest dosing regimen that maintains response. According to the package insert, concentrations of risankizumab at steady state ranged from 4.1 mcg/mL (trough) to 14 mcg/mL (peak) at 180 mg dosing and 8.1 mcg/mL (trough) to 28 mcg/mL (peak) at 360 mg dosing. Steady state is achieved 28 weeks after initiation of therapy for the dosing regimen in Crohn disease. The presence of detectable anti-risankizumab antibodies may be associated with increased risankizumab clearance and lower circulating concentrations of risankizumab in serum. Low trough concentrations of risankizumab may be correlated with loss of response to the drug. | Clinical management decisions for patients receiving risankizumab treatment should not be based solely on quantitation of risankizumab or assessment of antibodies to risankizumab (ATRs). Test results must be interpreted within the clinical context of the patient. Therapeutic ranges have not been established for risankizumab quantitation. Therapeutic concentrations of risankizumab may vary according to the disease (eg, Crohn disease vs psoriatic arthritis vs plaque psoriasis). The limit of quantitation of the liquid chromatography time-of-flight (TOF) mass spectrometry method is 1.0 mcg/mL and reported in place of a reference interval with every test report. Interference with the ATR assay, in the form of depressed signal, was observed in samples containing more than 400 ng/mL biotin. | 1. Feagan BG, Panes J, Ferrante M, et al. Risankizumab in patients with moderate to severe Crohn's disease: an open-label extension study. Lancet Gastroenterol Hepatol. 2018;3(10):671-680 2. Ferrante M, Panaccione R, Baert F, et al. Risankizumab as maintenance therapy for moderately to severely active Crohn's disease: results from the multicentre, randomised, double-blind, placebo-controlled, withdrawal phase 3 FORTIFY maintenance trial. Lancet. 2022;399(10340):2031-2046 3.Pang Y, D'Cunha R, Winzenborg I, Veldman G, Pivorunas V, Wallace K. Risankizumab: Mechanism of action, clinical and translational science. Clin Transl Sci. 2024;17(1):e13706 4. Skyrizi. Package insert. AbbVie, Inc.; Revised March 2024. Accessed June 3, 2024. Available at www.rxabbvie.com/pdf/skyrizi_pi.pdf | Risankizumab Quantitation: Risankizumab is extracted from serum and measured by liquid chromatography mass spectrometry.(Unpublished Mayo method) Risankizumab Antibodies: Testing for antibodies to risankizumab is accomplished using a laboratory-developed immunoassay.(Unpublished Mayo method) | 2 to 9 days | 14 days | This test was developed and its performance characteristics determined by Mayo Clinic in a manner consistent with CLIA requirements. It has not been cleared or approved by the US Food and Drug Administration. | 8029982397 | Risankizumab QN with Antibodies, S | 105194-5 | 621812 | RISAB Interpretation | 59462-2
RISA | Risankizumab, Serum | Assessing the response to risankizumab therapy Assessing the need for dose escalation Evaluating potential changes or discontinuation of therapy Monitoring patients who need to be above a certain risankizumab concentration to improve the odds of a clinical response for therapy optimization | Liquid Chromatography Mass Spectrometry (LC-MS) | Yes | Risankizumab, S | For more information seeUlcerative Colitis and Crohn Disease Therapeutic Drug Monitoring Algorithm. | Supplies:Sarstedt Aliquot Tube 5 mL (T914) Container/Tube: Preferred:Red top Acceptable:Serum gel Submission Container/Tube:Plastic vial Specimen Volume:0.5 mL Collection Instructions: 1. Draw blood immediately before the next scheduled dose (trough specimen). 2. Centrifuge and aliquot serum into plastic vial within 2 hours of collection. | 0.25 mL | Risankizumab (Skyrizi, AbbVie) is a humanized IgG1 kappa therapeutic monoclonal antibody used to treat moderate to severe plaque psoriasis, ulcerative colitis, and Crohn disease. Risankizumab targets interleukin 23A (IL-23p19) binding with high affinity to the p19 subunit and inhibiting further action. Therapeutic drug monitoring (TDM) has become standard of care in the gastroenterology practice for biologic therapies used in inflammatory bowel disease (IBD), Crohn disease, and ulcerative colitis. TDM is routinely used to assess loss of response to therapy and proactively manage patients taking tissue necrosis factor (TNF) inhibitors (eg, infliximab and adalimumab), alpha-4-beta7 integrins (vedolizumab), or IL12/23 blockers (ustekinumab). With the approval of risankizumab for IBD, TDM is expected to play an important role in managing loss of response to therapy and guide decision making for use of monotherapy or combination therapy. Risankizumab is currently US Food and Drug Administration-approved for plaque psoriasis, psoriatic arthritis, ulcerative colitis, and Crohn disease. Patients with plaque psoriasis or psoriatic arthritis are treated with 150 mg subcutaneously at weeks 0, 4, and every 12 weeks thereafter. The steady state maximum concentration (Cmax) and trough concentration (Ctrough) are estimated to be 12 and 2 mcg/mL, respectively. Patients with Crohn disease are treated with 600 mg intravenously at weeks 0, 4, and 8, followed by 180 mg or 360 mg subcutaneously at week 12 and every 8 weeks thereafter. During induction weeks 8 through 12, the median Cmax is estimated to be 156 mcg/mL and the Ctrough is estimated to be 38.8 mcg/mL, according to the drug package insert. Steady state is achieved at 28 weeks after starting treatment in the dosing regimen for Crohn disease. Median Cmax and Ctrough concentrations measured during weeks 40 through 48 of maintenance phase (or weeks 52-60 from start of treatment) are estimated to be 14.0 mcg/mL and 4.1 mcg/mL, respectively, for 180 mg dose or 28.0 mcg/mL and 8.1 mcg/mL, respectively, for 360 mg dose. Risankizumab is immunogenic, like other therapeutic monoclonal antibodies. Clinical trials have shown antibodies-to-risankizumab occur at rates of about 24% for plaque psoriasis, 12% for psoriatic arthritis, and 3.4% for Crohn disease. | Lower limit of quantitation=1.0 mcg/mL | The optimal therapeutic concentration of risankizumab associated with favorable outcomes in inflammatory bowel disease is not known at this time. In Crohn disease, the recommendation is to use the lowest concentration that maintains response. According to the package insert, concentrations of risankizumab at steady state ranged from 4.1 mcg/mL (trough) to 14 mcg/mL (peak) at 180 mg dosing and 8.1 mcg/mL (trough) to 28 mcg/mL (peak) at 360 mg dosing. Steady state is achieved 28 weeks after initiation of therapy for the dosing regimen in Crohn disease. Other therapeutic thresholds vary according to the disease, treatment regimen, and response or lack of response to therapy. | Lipemic samples will be rejected. | 1. Ladwig PM, Barnidge DR, Willrich MA. Quantification of the IgG2/4 kappa monoclonal therapeutic eculizumab from serum using isotype specific affinity purification and microflow LC-ESI-Q-TOF mass spectrometry. J Am Soc Mass Spectrom. 2017;28(5):811-817 2. Willrich MA, Murray DL, Barnidge DR, et al. Quantitation of infliximab using clonotypic peptides and selective reaction monitoring by LC-MS/MS. Int Immunopharmacol. 2015;28(1):513-520 3. Ladwig PM, Barnidge DR, Willrich MA. Mass spectrometry approaches for identification and quantitation of therapeutic monoclonal antibodies in the clinical laboratory. Clin Vaccine Immunol. 2017;24(5):e00545-16 4. Feagan, B. G., J. Panes, M. Ferrante, et al. Risankizumab in patients with moderate to severe Crohn's disease: an open-label extension study. Lancet Gastroenterol Hepatol. 2018;3(10):671-680 5. Ferrante, M., R. Panaccione, F. Baert, et al. Risankizumab as maintenance therapy for moderately to severely active Crohn's disease: results from the multicentre, randomised, double-blind, placebo-controlled, withdrawal phase 3 FORTIFY maintenance trial. Lancet. 2022;399(10340):2031-2046 6. Skyrizi. Package insert. AbbVie, Inc.; Revised March 2024. Accessed June 3, 2024. Available at www.rxabbvie.com/pdf/skyrizi_pi.pdf | Risankizumab is extracted from serum and measured by liquid chromatography mass spectrometry.(Unpublished Mayo method) | 2 to 9 days | 2 weeks | This test was developed and its performance characteristics determined by Mayo Clinic in a manner consistent with CLIA requirements. It has not been cleared or approved by the US Food and Drug Administration. | 80299 | Risankizumab, S | 105041-8 | 621304 | Risankizumab, S | 105041-8
ROMA2 | Risk Score, if Postmenopausal, Serum | Calculating risk assessmentfor finding an ovarian malignancy during surgery in postmenopausal women who present with an adnexal mass | Only orderable as part of a profile. For more information see ROMA / Ovarian Malignancy Risk Algorithm. Calculation | Yes | Risk Score, if postmenopausal | Serum |  |  | Women with ovarian cancer symptoms and adnexal masses present primarily to gynecologists, primary care physicians, or general surgeons. Triage guidelines from the American College of Obstetricians and Gynecologists and the Society of Gynecologic Oncologists recommend referral of women with a pelvic mass at high risk for ovarian cancer to gynecologic oncologists. Specialized treatment improves patient outcomes resulting in fewer complications and better survival rates when compared to patients treated by surgeons less familiar with the management of ovarian cancer. The risk of ovarian malignancy algorithm (ROMA) incorporates cancer antigen 125 (CA125),human epididymal protein 4 (HE4), and menopausal status to assign women that present with an adnexal mass into a high-risk or low-risk group for finding an ovarian malignancy.ROMA is indicated for women who meet the following criteria: older than age 18, presenting with an adnexal mass for which surgery is planned, and who have not yet been referred to an oncologist. ROMA must be interpreted in conjunction with clinical and radiological assessment. | Only orderable as part of a profile. For more information see ROMA / Ovarian Malignancy Risk Algorithm. | In postmenopausal women, arisk of ovarian malignancy algorithm (ROMA)value of 2.99 or greater indicates a high risk of finding epithelial ovarian cancer, whereas a ROMA value less than 2.99 indicates a low risk of finding epithelial ovarian cancer at surgery. The use of these cutpointsprovides a 75% specificity and sensitivity of 84% in patients with stage I-IV epithelial ovarian cancer. | No significant cautionary statements | 1.Dochez V, Caillon H, Vaucel E, Dimet J, Winer N, Ducarme G. Biomarkers and algorithms for diagnosis of ovarian cancer: CA125, HE4, RMI and ROMA, a review. J Ovarian Res. 2019;12(1):28. doi:10.1186/s13048-019-0503-7 2. Moore RG, Jabre-Raughley M, Brown AK, et al. Comparison of a novel multiple marker assay vs the Risk of Malignancy Index for the prediction of epithelial ovarian cancer in patients with a pelvic mass. Am J Obstet Gynecol. 2010;203(3):228.e1-6 3. Karlsen MA, Sandhu N, Hogdall C, et al. Evaluation of HE4, CA125, risk of ovarian malignancy algorithm (ROMA) and risk of malignancy index (RMI) as diagnostic tools of epithelial ovarian cancer in patients with a pelvic mass. Gynecol Oncol. 2012;127(2):379-383 | The risk score calculation is performed by the laboratory information system. | 1 to 3 days |  | Not Applicable |  | Risk Score, if postmenopausal | 69570-0 | ROMA2 | Risk Score, if postmenopausal | 69570-0
ROMA1 | Risk Score, if Premenopausal, Serum | Calculating risk assessmentfor finding an ovarian malignancy during surgery in premenopausal women who present with an adnexal mass | Only orderable as part of a profile. For more information see ROMA / Ovarian Malignancy Risk Algorithm. Calculation | Yes | Risk Score, if premenopausal | Serum |  |  | Women with ovarian cancer symptoms and adnexal masses present primarily to gynecologists, primary care physicians, or general surgeons. Triage guidelines from the American College of Obstetricians and Gynecologists and the Society of Gynecologic Oncologists recommend referral of women with a pelvic mass at high risk for ovarian cancer to gynecologic oncologists. Specialized treatment improves patient outcomes resulting in fewer complications and better survival rates when compared to patients treated by surgeons less familiar with the management of ovarian cancer. The risk of ovarian malignancy algorithm (ROMA) incorporates cancer antigen 125 (CA125),human epididymal protein 4 (HE4), and menopausal status to assign women that present with an adnexal mass into a high-risk or low-risk group for finding an ovarian malignancy.ROMA is indicated for women who meet the following criteria: older than age 18, presenting with an adnexal mass for which surgery is planned, and who have not yet been referred to an oncologist. ROMA must be interpreted in conjunction with clinical and radiological assessment | Only orderable as part of a profile. For more information see ROMA / Ovarian Malignancy Risk Algorithm. Premenopausal:<1.14 (low risk) | In premenopausal women, arisk of ovarian malignancy algorithm (ROMA) value of 1.14 or greater indicates a high risk of finding epithelial ovarian cancer, whereas a ROMA value less than 1.14 indicates a low risk of finding epithelial ovarian cancer at surgery. The use of these cutpointsprovides a 75% specificity and sensitivity of 84% in patients with stage I-IV epithelial ovarian cancer. | No significant cautionary statements | 1.Dochez V, Caillon H, Vaucel E, Dimet J, Winer N, Ducarme G. Biomarkers and algorithms for diagnosis of ovarian cancer: CA125, HE4, RMI and ROMA, a review. J Ovarian Res. 2019;12(1):28. doi:10.1186/s13048-019-0503-7 2. Moore RG, Jabre-Raughley M, Brown AK, et al. Comparison of a novel multiple marker assay vs the Risk of Malignancy Index for the prediction of epithelial ovarian cancer in patients with a pelvic mass. Am J Obstet Gynecol. 2010;203(3):228.e1-6 3. Karlsen MA, Sandhu N, Hogdall C, et al. Evaluation of HE4, CA125, risk of ovarian malignancy algorithm (ROMA) and risk of malignancy index (RMI) as diagnostic tools of epithelial ovarian cancer in patients with a pelvic mass. Gynecol Oncol. 2012;127(2):379-383 | The risk score calculation is performed by the laboratory information system. | 1 to 3 days |  | Not Applicable |  | Risk Score, if premenopausal | 69569-2 | ROMA1 | Risk Score, if premenopausal | 69569-2
FRISP | Risperidone (Risperdal) and 9-Hydroxyrisperidone |  | Liquid Chromatography/Tandem Mass Spectrometry (LC/MS/MS) | Yes | Risperidone and Metabolite | Varies | Submit only 1 of the following specimens: Plasma Specimen Type: Plasma (Preferred) Container/Tube: Green-top (sodium heparin) tube(s). Specimen volume: 3 mL Collection Instructions: Draw blood in a green-top (sodium heparin) tube(s), plasma gel tube is not acceptable. Spin down and send 3 mL sodium heparin plasma refrigerated in a plastic vial. Serum Specimen Type: Serum Container/Tube: Red-top tube, serum gel is not acceptable. Specimen volume: 3 mL Collection Instructions: Draw blood in a plain red-top tube(s), serum gel tube is not acceptable. Spin down and send 3 mL of serum refrigerated in a plastic vial. | 0.6 mL |  | Units:ng/mL Expected steady state concentrations of risperidone and9-hydroxyrisperidone (combined total) in patients receivingrecommended daily dosages: 10 - 120 ng/mL. |  |  |  |  | 3 to 7 days | 2 weeks | This test was developed and its performance characteristics determined by LabCorp. It has not been cleared or approved by the Food and Drug Administration. | 80342 | Risperidone and Metabolite | 55157-2 | Z1057 | Combined Total | 9394-8
RIVAR | Rivaroxaban, Anti-Xa, Plasma | Measuring rivaroxaban concentration in selected clinical situations (eg, kidney insufficiency, assessment of compliance, periprocedural measurement of drug concentration, suspected overdose, advanced age, and extremes of body weight) | Chromogenic Assay | Yes | Rivaroxaban, Anti-Xa, P | Plasma Na Cit | Specimen Type:Platelet-poor plasma Collection Container/Tube:Light-blue top (3.2% sodium citrate) Submission Container/Tube:Plastic vial Specimen Volume:1 mL Collection Instructions: 1. Specimen should be collected 2 to 4 hours (peak) after a dose or just prior (trough) to the next dose for rivaroxaban concentrations. 2. For complete instructions, seeCoagulation Guidelines for Specimen Handling and Processing 3. Centrifuge, transfer all plasma into a plastic vial, and centrifuge plasma again. 4. Aliquot plasma into a plastic vial leaving 0.25 mL in the bottom of centrifuged vial. 5. Freeze plasma immediately (no longer than 4 hours after collection) at -20 degrees C or, ideally, below -40 C degrees. Additional Information: 1. A double-centrifuged specimen is critical for accurate results as platelet contamination may cause spurious results. 2. Each coagulation assay requested should have its own vial. | 0.5 mL | Rivaroxaban, an oral anticoagulant that directly inhibits factor Xa, has been approved by the US Food and Drug Administration for prophylaxis of thrombosis in atrial fibrillation and surgical patients and treatment of venous thromboembolism (VTE). Unlike warfarin, it does not require routine therapeutic monitoring. However, in selected clinical situations, measurement of drug level would be useful (eg, kidney insufficiency, assessment of compliance, periprocedural measurement of drug concentration, suspected overdose, advanced age, and extremes of body weight). Table. Plasma Concentrations of Rivaroxaban in Patient Populations Studied(1) Patient population/clinical setting Rivaroxaban dose C-min (ng/mL)*trough plasma concentration (predose) C-max (ng/mL)**peak plasma concentration(postdose) VTE prevention after total hip replacement surgery 10 mg once daily 9 (1-38) 125 (91-196) DVT treatment (continued treatment) 20 mg once daily 26 (6-87) 270 (189-419) Stroke prevention in patients with non-valvular AF (CR-CL > or =50 mL/min) 20 mg once daily 44 (12-137) 249 (184-343) Stroke prevention in patients with non-valvular AF (CR-CL30-49 mL/min) 15 mg once daily 57 (18-136) 229 (178-313) Secondary prevention in patients with acute coronary syndrome 2.5 mg twice daily 17 (6-37) 46 (28-70) Median (5th-95th percentile) *Defined as samples collected 20-28 hours after dosing **Defined as samples collected 2-4 hours after dosing Abbreviations not previously defined: Atrial fibrillation (AF) Creatinine clearance (CR-CL) Deep vein thrombosis (DVT) | An interpretive report will be provided. | The lower limit of detection of this assay is 4 ng/mL. Therapeutic reference ranges have not been established. See Clinical Information section for peak and trough drug concentrations observed from clinical trials. | Routine monitoring of rivaroxaban is not indicated. Therapeutic reference ranges have not been established, however, peak and trough levels observed in clinical trials at different dosing are available. Rivaroxaban concentration may be affected by drug interactions and liver or kidney disease. | 1. Mueck W, Stampfuss J, Kubitza D, Becka M. Clinical pharmacokinetic and pharmacodynamic profile of rivaroxaban. Clinical Pharmacokinetics. 2014;53(1):1-16 doi:10.1007/s40262-013-0100-7 2. Xarelto (rivaroxaban) Summary of Product Characteristics. Package insert. Bayer Pharma AG; 2013. Available atwww.ema.europa.eu/en/documents/product-information/xarelto-epar-product-information_en.pdf 3. EINSTEIN Investigators, Bauersachs R, Berkowitz SD, et al. Oral rivaroxaban for symptomatic venous thromboembolism. N Engl J Med. 2010;363(26):2499-2510 4. EINSTEIN-PE Investigators, Buller HR, Prins MH, et al. Oral rivaroxaban for the treatment of symptomatic pulmonary embolism. N Engl J Med. 2012;366(14):1287-1297 5. Patel MR, Mahaffey KW, Garg J, et al. Rivaroxaban versus warfarin in nonvalvular atrial fibrillation. N Engl J Med. 2011;365(10):883-891 6. Siegal DM, Curnutte JT, Connolly SJ, et al. Andexanet alfa for reversal of factor Xa inhibitor activity. N Engl J Med. 2015;373:2413-2424 7. Martin K, Beyer-Westendorf J, Davidson BL, Huisman MV, Sandset PM, Moll S. Use of the direct oral anticoagulants in obese patients: guidance from the SSC of the ISTH. J Thromb Haemost. 2016;14(6):1308-1313 | The rivaroxaban, anti-Xa assay is performed on the Instrumentation Laboratory ACL TOP Family using the HemosIL Liquid Anti-Xa kit. The liquid Anti-Xa kit is a 1-stage chromogenic assay based on a synthetic chromogenic substrate and on factor Xa inactivation. Factor Xa is neutralized directly by rivaroxaban. Residual factor Xa is quantified with a synthetic chromogenic substrate. The para-nitroaniline released is monitored kinetically at 405 nm and is inversely proportional to the rivaroxaban in the sample.(Package insert: HemosIL Liquid Anti-Xa kit. Instrumentation Laboratory Company; REV 06/2017) | 1 to 3 days | 7 days | This test has been modified from the manufacturer's instructions. Its performance characteristics were determined by Mayo Clinic in a manner consistent with CLIA requirements. This test has not been cleared or approved by the US Food and Drug Administration. | 80299 | Rivaroxaban, Anti-Xa, P | 74871-5 | RIVA3 | Cautions | 62364-5
RNAP | RNA Polymerase III Antibodies, IgG, Serum | Evaluating patients suspected of having systemic sclerosis as part of systemic sclerosis criteria antibody tests Providing diagnostic and prognostic information in patients with systemic sclerosis | Enzyme-Linked Immunosorbent Assay (ELISA) | Yes | RNA Polymerase III Ab, IgG, S | Serum | Supplies:Sarstedt Aliquot Tube, 5 mL (T914) Collection Container/Tube: Preferred:Serum gel Acceptable:Red top Submission Container/Tube:Plastic vial Specimen Volume:0.3 mL Collection Instructions:Centrifuge and aliquot serum into a plastic vial. | See Specimen Required | Systemic sclerosis (SSc) is a multisystem autoimmune connective tissue disease characterized by vascular dysfunction, fibrotic changes in the skin and internal organs, as well as an autoimmune response manifested by production of diverse antibodies.(1,2) While the clinical manifestations and severity of SSc are highly variable, two main subsets are widely recognized. These include the limited cutaneous SSc (lcSSc) and diffuse cutaneous SSc (dcSSc) subtypes of which the diffuse form has the worse prognosis and survival rates.(2) Immunologically, SSc is characterized by the presence of several disease-specific and mutually exclusive autoantibodies considered helpful in the diagnosis, stratification, and prognosis of disease.(1-3) Of the described autoantibodies, the 2013 American College of Rheumatology/European League against Rheumatism classification criteria for SSc recommends testing for centromere, topoisomerase I (topo I or Scl 70), and RNA polymerase III autoantibodies.(3) Antibodies to Scl 70 and RNA polymerase III are generally associated with dcSSc while those to centromere typically correlate with the lcSSc form of disease.(1-3) The human nuclei consist of three RNA polymerases, RNA polymerase I, II and III.(4) Of these, antibodies targeting RNA polymerases I and III are always present together and are most common in patients with SSc. The RPC155 immunodominant epitope has been identified in autoantibodies associated with anti-RNA polymerase I/III in patients with SSc and is widely used in solid-phase immunoassays for the detection and quantification of anti-RNA polymerase III antibodies in clinical laboratories.(5) The prevalence of anti-RNA polymerase III antibodies in patients with SSc is variable with a pooled prevalence of 11% and ranges from 0% to 41% in different studies.(4) This variability may be due to environmental and genetic factors as well as lack of harmonization of immunoassays for the detection of antibodies.(4,6) Positivity for anti-RNA polymerase III antibody is generally mutually exclusive of other SSc-specific antibodies such as centromere and Scl 70.(1-3) In addition, SSc patients who test positive for anti-RNA polymerase III antibodies have increased risk for the diffuse cutaneous involvement, hypertensive kidney disease, and poor prognosis.(1,2) | <20.0 U (negative) 20.0-39.9 U (weak positive) 40.0-80.0 U (moderate positive) >80.0 U (strong positive) | A positive result for RNA polymerase III antibody may support a diagnosis of systemic sclerosis (SSc) in the appropriate clinical context. Anti-RNA polymerase III autoantibody in patients with SSc is associated with the diffuse cutaneous form of disease and an increased risk of sclerodermal renal crisis. A negative result indicates no detectable IgG antibodies to RNA polymerase III and does not rule out a diagnosis of SSc. The RNA polymerase III IgG enzyme-linked immunosorbent assay tests only for the RP155 dominant epitope, other epitopes in the antigenic complex are absent and cannot be detected.(6) The overall pooled prevalence of anti-RNA polymerase III antibody is reported to be 11%, 95% CI: 8 to 14, range of 0% to 41% in published studies.(4) | A positive result indicates detectable anti-RNA polymerase III above assay cutoff and does not unequivocally establish a diagnosis of systemic sclerosis.(6,7) Enzyme immunoassay to detect anti-RNA polymerase III antibody uses an immunodominant epitope as antigen. Negative result does not also rule out the presence of antibodies targeting other epitopes in the RNA polymerase I/III antigens. The level of RNA polymerase III autoantibodies does not indicate the severity of disease in patients with systemic sclerosis (SSc). However, patients with high positive anti-RNA polymerase III antibody titers are more likely to have SSc compared to those with low antibodies.(7) Anti-RNA polymerase III antibodies may occur prior to clinical onset of SSc.(7) The presence of immune complexes or other immunoglobulin aggregates in the patient specimen may cause an increased level of nonspecific binding and produce false-positive results with this assay. | 1. Stochmal A, Czuwara J, Trojanowska M, Rudnicka L. Antinuclear antibodies in systemic sclerosis: An update. Clin Rev Allergy Immunol. 2020;58(1):40-51 2. Nihtyanova SI, Sari A, Harvey JC, et al. Using autoantibodies and cutaneous subset to develop outcome-based disease classification in systemic sclerosis. Arthritis Rheumatol. 2020;72(3):465-476 3. van den Hoogen F, Khanna D, Fransen J, et al. 2013 classification criteria for systemic sclerosis: an American College of Rheumatology/European League against Rheumatism collaborative initiative. Arthritis Rheum. Arthritis Rheum. 2013;65(11):2737-2747. doi:10.1002/art.38098 4.Sobanski V, Dauchet L, Lefevre G, et al. Prevalence of anti-RNA polymerase III antibodies in systemic sclerosis: New data from a French cohort and a systematic review and meta-analysis. Arthritis Rheumatol. 2014;66(2):407-417. doi:10.1002/art.38219 5. Kuwana M, Kimura K, Kawakami Y. Identification of an immunodominant epitope on RNA polymerase III recognized by systemic sclerosis sera: application to enzyme-linked immunosorbent assay. Arthritis Rheum. 2002;46(10):2742-2747 6. Damoiseaux J, Potjewijd J, Smeets RL, Bonroy C. Autoantibodies in the disease criteria for systemic sclerosis: The need for specification for optimal application. J Transl Autoimmun. 2022;5:100141. doi:10.1016/j.jtauto.202 7. Burbelo PD, Gordon SM, Waldman M, et al. Autoantibodies are present before the clinical diagnosis of systemic sclerosis. PLoS One. 2019;14(3);e0214202 | The immunodominant fragment of RNA polymerase III antigen is derived from recombinant DNA technology. Purified RNA polymerase III antigen is adsorbed to the wells of a polystyrene microtiter plate under conditions that preserve the antigen in its antigenic state. Prediluted controls and diluted patient sera are added to separate wells. Unbound sample is washed away, and an enzyme-labeled antihuman IgG conjugate is added to each well. After incubation and washing away of unbound enzyme-labeled antihuman IgG, the bound conjugate is measured by adding a chromogenic substrate. The intensity of the absorbance produced is measured with an automated microwell plate reader. Results are calculated by comparison to a single-point calibrator.(Package insert: QUANTA Lite RNA Pol III. INOVA Diagnostics; 05/2019) | 2 to 7 days | 14 days | This test has been cleared, approved, or is exempt by the US Food and Drug Administration and is used per manufacturer's instructions. Performance characteristics were verified by Mayo Clinic in a manner consistent with CLIA requirements. | 83516 | RNA Polymerase III Ab, IgG, S | 79182-2 | RNAP | RNA Polymerase III Ab, IgG, S | 79182-2
RNP | RNP Antibodies, IgG, Serum | Evaluating patients with signs and symptoms of a connective tissue disease in whom the test for antinuclear antibodies is positive Testing for RNP antibodies isnot usefulin patients without demonstrable antinuclear antibodies. | Multiplex Flow Immunoassay | Yes | RNP Ab, IgG, S | For more information seeConnective Tissue Disease Cascade. | Collection Container/Tube: Preferred:Serum gel Acceptable:Red top Submission Container/Tube:Plastic vial Specimen Volume:0.5 mL Collection Instructions:Centrifuge and aliquot serum into a plastic vial. | 0.35 mL | RNP (also called nRNP and U1RNP) is a small nuclear ribonucleoprotein that contains 3 protein autoantigens (called A, C, and 68 kD). Sera that contain RNP antibodies react predominately with the A and 68-kD autoantigens. Antibodies to RNP occur in approximately 50% of patients with lupus erythematosus (LE) and in patients with other connective tissue diseases, notably mixed connective tissue disease (MCTD). MCTD is characterized by high levels of RNP antibodies without detectable Sm (Smith) or double-stranded DNA (dsDNA) antibodies. MCTD resembles LE but is not accompanied by renal involvement.(1,2) RNP is 1 of 4 autoantigens commonly referred to as extractable nuclear antigens (ENA). The other ENAs are SS-A/Ro, SS-B/La, and Sm. Each ENA is composed of 1 or more proteins associated with small nuclear RNA species (snRNP) ranging in size from 80 to approximately 350 nucleotides. Antibodies to ENAs are common in patients with connective tissue diseases (systemic rheumatic diseases) including LE, MCTD, Sjogren syndrome, scleroderma (systemic sclerosis), and polymyositis/dermatomyositis. For more information seeConnective Tissue Disease Cascade. | <1.0 U (negative) > or =1.0 U (positive) Reference values apply to all ages. | A positive result for RNP antibodies is consistent with a connectivetissue disease. Although strongly associated with connective tissuediseases, RNP antibodies are not considered a "marker" for anyparticular disease except in the following situation: when found inisolation (ie, dsDNA antibodies and Sm antibodies arenot detectable),a positive result for RNP antibodies is consistentwith the diagnosisof mixed connective tissue disease. |  | 1. Homburger H, Larsen S: Detection of specific antibodies.InClinical Immunology: Principles and Practice. First edition. Editedby R Rich, T Fleisher, B Schwartz, et al.St. Louis, Mosby-Year Book, 1996, pp 2096-2109 2. Kotzin B, West S: Systemic lupus erythematosus.InClinicalImmunology Principles and Practice. Second edition. Edited byR Rich, T Fleisher, W Shearer, et al.St. Louis, Mosby-Year Book,2001, pp 60.1-60.24 | Recombinant RNP-68 and RNP-A antigens are bound to polystyrene microspheres, which are impregnated with fluorescent dyes to create a unique fluorescent signature. RNP antibodies, if present in diluted serum, bind to the RNP antigens on the microspheres. The microspheres are washed to remove extraneous serum proteins. Phycoerythrin (PE)-conjugated antihuman IgG antibody is then added to detect IgG anti-RNP bound to the microspheres. The microspheres are washed to remove unbound conjugate, and bound conjugate is detected by laser photometry. A primary laser reveals the fluorescent signature of each microsphere to distinguish it from microspheres that are labeled with other antigens, and a secondary laser reveals the level of PE fluorescence associated with each microsphere. Results are calculated by comparing the median fluorescence response for RNP microspheres to a 4-point calibration curve.(Package insert: Bioplex 2200 ANA Screen. Bio-Rad Laboratories, Hercules, CA11/2011) | 1 to 3 days | 14 days | This test has been cleared, approved, or is exempt by the US Food and Drug Administration and is used per manufacturer's instructions. Performance characteristics were verified by Mayo Clinic in a manner consistent with CLIA requirements. | 86235 | RNP Ab, IgG, S | 29958-6 | RNP | RNP Ab, IgG, S | 29958-6
ROPAN | Ro52 and Ro60 Antibodies, IgG, Serum | Evaluating patients at risk for connective tissue disease with or without interstitial lung disease Differentiation of antibodies to Ro52 and Ro60 in patients known to be positive for anti-SS-A (Ro) antibodies | Chemiluminescent Immunoassay | Yes | Ro52 and Ro60 Antibodies, IgG, S | Serum | Supplies:Sarstedt Aliquot Tube, 5 mL (T914) Collection Container/Tube: Preferred:Serum gel Acceptable:Red top Submission Container:Plastic vial Specimen Volume:1 mL Collection Instructions:Centrifuge and aliquot serum into plastic vial | 0.8 mL | The SS-A/Ro is part of the Ro/La heterogeneous antigenic complex which is made up of three unique proteins (52 kDa Ro, 60 kDa Ro and La) and four small RNA particles.(1,2) Unlike antibodies to SS-B/La that are less common, reported separately and mainly associated with a diagnosis of primary Sjogren’s syndrome, antibodies to SS-A/Ro are the most prevalent specificity among many autoimmune diseases such as primary Sjogren’s syndrome (SS), systemic lupus erythematosus (SLE), systemic sclerosis (SSc), idiopathic inflammatory myopathy (IIM), rheumatoid arthritis (RA), and primary biliary cholangitis (PBC).(2-4) In addition, children born to mothers positive for anti-SS-A/Ro antibodies are at increased risk for congenital heart block.(3) Historically, Ro52 and Ro60 autoantibodies were considered as a uniform autoantibody-system. Therefore, when anti-Ro52 or anti-Ro60 antibody is positive, the result was typically reported as anti-SSA/Ro antibody positive.(4,5) However, recent studies have provided evidence that Ro60 and Ro52 are not part of a stable macromolecular complex and that anti-Ro52 and anti-Ro60 antibodies have different clinical associations with implications for diagnosis, prognosis and patient management.(4-6) The Ro52 antigen is also known as TRIM21; this protein has E3 ligase activity and functions in the process of ubiquitination.(1-3) The Ro60 antigen is a 60-kDa RNA-binding protein known to have repair functions for misfolded RNA.(1-3) Individuals positive for anti-SS-A/Ro antibodies may react with either Ro52, Ro60, or both antigens.(4-6) Patients with only anti-Ro52 antibodies display a higher incidence of IIM,SSc, or interstitial lung disease (ILD).(7). Anti-Ro52 antibodies, in conjunction with antisynthetase antibodies such Jo-1 (others include PL-7, PL-12, EJ, and OJ) are also highly associated with ILD in patients with IIM.(7,8) In contrast, isolated anti-Ro60 antibodies are associated with increased risk for SLE and, to a lesser degree, for SS.(8) Positivity for both anti-Ro52 and anti-Ro60 antibodies are most strongly associated with SS; this association is even stronger if anti-SS-B/La antibodies are also detected.(9) The presence of anti-Ro52 and anti-Ro60 antibodies may also be observed in patients with SLE.(10) | Ro52 ANTIBODY, IgG <20 CU (negative) > or =20 CU (positive) Reference values apply to all ages Ro60 ANTIBODY, IgG <20 CU (negative) > or =20 CU (positive) Reference values apply to all ages | The presence of antibodies to both SS-A 52 (Ro52) or SSA 60 (Ro60) is highly suggestive of a diagnosis of Sjogren syndrome (SS), with positivity for Ro60 alone more likely to be associated with systemic lupus erythematosus (SLE). Antibodies to Ro52 may be present in patients with idiopathic inflammatory myopathy (IIM), systemic sclerosis (SSc) or overlap connective tissue disease (CTD). In CTD, antibodies to Ro52 alone, or in association with other specific autoantibodies may be associated with interstitial lung diseases. Negative results for antibodies to Ro52 and Ro60 does not exclude the possibility of any CTD, including SS, SLE, SSc, and IIM. | Results from this testing should be interpreted in the context of clinical findings and other laboratory testing. Tests cannot be exclusively relied upon to establish a diagnosis for any connective tissue disease or related disorder, including systemic lupus erythematosus, Sjogren syndrome (SS), systemic sclerosis, or idiopathic inflammatory myopathy. When assessed by standard SS-A (Ro) solid-phase immunoassays, such as enzyme immunoassays using combined antigens, some antibodies specific for either SSA 52 (Ro52) or SSA 60 (Ro60) may not be detected due to masking of target epitopes. In addition, multiplex bead assays with Ro52 or Ro60 antigens may simply be reported as SS-A/Ro positive without differentiation of the specific positive antibody. | 1. Schulte-Pelkum J, Fritzler M, Mahler M: Latest update on the Ro/SS-A autoantibody system. Autoimmun Rev. 2009;8(7):632-637 2. Defendenti C, Atzeni F, Spina MF, et al. Clinical and laboratory aspects of Ro/SSA-52 autoantibodies. Autoimmun Rev. 2010;10(3):150-154 3. Fayyaz A, Kurien BT, Scofield H. Autoantibodies in Sjogren's syndrome. Rheum Dis Clin North Am. 2016;42(3):419-434 4. Armagan B, Robinson SA, Bazoberry A, et al. Antibodies to both ro52 and ro60 for identifying Sjogren's syndrome patients best suited for clinical trials of disease-modifying therapies. Arthritis Care Res (Hoboken). 2022;74(9):1559-1565 5. Robbins A, Hentzien M, Toquet S, et al: Diagnostic utility of separate anti-Ro60 and anti-Ro52/TRIM21 antibody detection in autoimmune diseases. Front Immunol. 2019;10:444 6. Lee AYS, Reed JH, Gordon TP. Anti-Ro60 and anti-Ro52/TRIM21: Two distinct autoantibodies in systemic autoimmune diseases. J Autoimmun. 2021;124:102724 7. Chan EKL. Anti-Ro52 autoantibody is common in systemic autoimmune rheumatic diseases and correlating with worse outcome when associated with interstitial lung disease in systemic sclerosis and autoimmune myositis. Clin Rev Allergy Immunol. 2022;63(2):178-193 8. Gkoutzourelas A, Liaskos C, Mytilinaiou MG, et al. Anti-Ro60 seropositivity determines anti-ro52 epitope mapping in patients with systemic sclerosis. Front Immunol. 2018;9:2835 9. Deroo L, Achten H, De Boeck K, et al. The value of separate detection of anti-Ro52, anti-Ro60 and anti-SSB/La reactivities in relation to diagnosis and phenotypes in primary Sjögren's syndrome. Clin Exp Rheumatol. 2022;40(12):2310-1317 10. Zampeli E, Mavrommati M, Moutsopoulos HM, Skopouli FN. Anti-Ro52 and/or anti-Ro60 immune reactivity: autoantibody and disease associations. Clin Exp Rheumatol. 2020;38 Suppl 126(4):134-141 | Paramagnetic beads are coated with purified recombinant Ro52 protein or purified recombinant Ro60 protein. The serum sample is diluted in assay buffer and incubated with the beads. Antibodies to Ro52 or Ro60 bind to their respective beads and are detected by anti-human IgG antibody conjugated with isoluminol. With addition of trigger reagents, a luminescent reaction is produced by the isoluminol conjugate. The light produced by the reaction is measured by a photomultiplier, proportional to the amount of antibodies that are bound to the beads. The antibodies are quantified according to the working curve on the instrument. Anti-Ro52 and anti-Ro60 are reported in Chemiluminescent Units (CU) as derived from the relative light units measured from each sample.(Package insert: QUANTA Flash Ro52 Reagents, Inova Diagnostics; 06/2019; QUANTA Flash Ro60 Reagents, Inova Diagnostics; 10/2019) | 2 to 8 days | 14 days | This test has been cleared, approved, or is exempt by the US Food and Drug Administration and is used per manufacturer's instructions. Performance characteristics were verified by Mayo Clinic in a manner consistent with CLIA requirements. | 86235 x 2 | Ro52 and Ro60 Antibodies, IgG, S | 33610-7 | RO60 | Ro60 Antibody, IgG, S | 53019-6
RO52 | Ro52 Antibody, IgG, Serum | Evaluating patients at risk for connective tissue disease with or without interstitial lung disease Differentiating single vs double positivity for Ro52 and Ro60 antibodies in combination with anti-Ro60 | Chemiluminescent Immunoassay | Yes | Ro52 Antibody, IgG, S | Serum | Supplies:Sarstedt Aliquot Tube, 5 mL (T914) Collection Container/Tube: Preferred:Serum gel Acceptable:Red top Submission Container:Plastic vial Specimen Volume:0.5 mL Collection Instructions:Centrifuge and aliquot serum into plastic vial | 0.4 mL | The SS-A/Ro is part of the Ro/La heterogeneous antigenic complex which is made up of three unique proteins (52 kDa Ro, 60 kDa Ro and La) and four small RNA particles.(1,2) Unlike antibodies to SS-B/La that are less common, reported separately and mainly associated with a diagnosis of primary Sjogren’s syndrome, antibodies to SS-A/Ro are the most prevalent specificity among many autoimmune diseases such as primary Sjogren’s syndrome (SS), systemic lupus erythematosus (SLE), systemic sclerosis (SSc), idiopathic inflammatory myopathy (IIM), rheumatoid arthritis (RA), and primary biliary cholangitis (PBC).(2-4) In addition, children born to mothers positive for anti-SS-A/Ro antibodies are at increased risk for congenital heart block.(3) Historically, Ro52 and Ro60 autoantibodies were considered as a uniform autoantibody-system. Therefore, when anti-Ro52 or anti-Ro60 antibody is positive, the result was typically reported as anti-SS-A/Ro antibody positive.(4,5) However, recent studies have provided evidence that Ro60 and Ro52 are not part of a stable macromolecular complex and that anti-Ro52 and anti-Ro60 antibodies have different clinical associations with implications for diagnosis, prognosis and patient management.(4-6) The Ro52 antigen is also known as TRIM21; this protein has E3 ligase activity and functions in the process of ubiquitination.(1-3) The Ro60 antigen is a 60-kDa RNA-binding protein known to have repair functions for misfolded RNA.(1-3) Individuals positive for anti-SS-A/Ro antibodies may react with either Ro52, Ro60, or both antigens.(4-6) Patients with only anti-Ro52 antibodies display a higher incidence of IIM,SSc, or interstitial lung disease (ILD).(7). Anti-Ro52 antibodies, in conjunction with antisynthetase antibodies such Jo-1 (others include PL-7, PL-12, EJ, and OJ) are also highly associated with ILD in patients with IIM.(7,8) In contrast, isolated anti-Ro60 antibodies are associated with increased risk for SLE and, to a lesser degree, for SS.(8) Positivity for both anti-Ro52 and anti-Ro60 antibodies are most strongly associated with SS; this association is even stronger if anti-SS-B/La antibodies are also detected.(9) The presence of anti-Ro52 and anti-Ro60 antibodies may also be observed in patients with SLE.(10) | <20 CU (negative) > or =20 CU (positive) Reference values apply to all ages | Results from this testing should be interpreted in the context of clinical findings and other laboratory testing. Tests cannot be exclusively relied upon to establish a diagnosis for any connective tissue disease or related disorder, including systemic lupus erythematosus, Sjogren's syndrome (SS), systemic sclerosis, or idiopathic inflammatory myopathy. When assessed by standard SS-A (Ro) solid-phase immunoassays, such as enzyme immunoassays using combined antigens, some antibodies specific for either SSA 52 (Ro52) or SSA 60 (Ro60) may not be detected due to masking of target epitopes. In addition, multiplex bead assays with Ro52 or Ro60 antigens may simply be reported as SS-A/Ro positive without differentiation of the specific positive antibody. | Results from this testing should be interpreted in the context of clinical findings and other laboratory testing. Tests cannot be exclusively relied upon to establish a diagnosis for any connective tissue disease or related disorder, including systemic lupus erythematosus, Sjogren’s syndrome (SS), systemic sclerosis, or idiopathic inflammatory myopathy (IIM). When assessed by standard SS-A (Ro) solid phase immunoassays such as enzyme immunoassays using combined antigens, some antibodies specific for either SSA 52 (Ro52) or SSA 60 (Ro60) may not be detected, due to masking of target epitopes. In addition, multiplex bead assays with Ro52 or Ro60 antigens may simply be reported as SS-A/Ro positive without differentiation of the specific positive antibody. | 1. Schulte-Pelkum J, Fritzler M, Mahler M. Latest update on the Ro/SS-A autoantibody system. Autoimmun Rev. 2009;8(7):632-637 2. Defendenti C, Atzeni F, Spina MF, et al. Clinical and laboratory aspects of Ro/SSA-52 autoantibodies. Autoimmun Rev. 2010;10(3):150-154 3. Fayyaz A, Kurien BT, Scofield H. Autoantibodies in Sjogren's syndrome. Rheum Dis Clin North Am. 2016;42(3):419-434 4. Armagan B, Robinson SA, Bazoberry A, et al. Antibodies to both ro52 and ro60 for identifying sjögren's syndrome patients best suited for clinical trials of disease-modifying therapies. Arthritis Care Res (Hoboken). 2022;74(9):1559-1565 5. Robbins A, Hentzien M, Toquet S, et al. Diagnostic utility of separate anti-Ro60 and anti-Ro52/TRIM21 antibody detection in autoimmune diseases. Front Immunol. 2019;10:444 6. Lee AYS, Reed JH, Gordon TP. Anti-Ro60 and anti-Ro52/TRIM21: Two distinct autoantibodies in systemic autoimmune diseases. J Autoimmun. 2021;124:102724. 7. Chan EKL. Anti-Ro52 autoantibody is common in systemic autoimmune rheumatic diseases and correlating with worse outcome when associated with interstitial lung disease in systemic sclerosis and autoimmune myositis. Clin Rev Allergy Immunol. 2022;63(2):178-193 8. Gkoutzourelas A, Liaskos C, Mytilinaiou MG, et al. Anti-Ro60 seropositivity determines anti-ro52 epitope mapping in patients with systemic sclerosis. Front Immunol. 2018;9:2835 9. Deroo L, Achten H, De Boeck K, et al. The value of separate detection of anti-Ro52, anti-Ro60 and anti-SSB/La reactivities in relation to diagnosis and phenotypes in primary Sjogren's syndrome. Clin Exp Rheumatol. 2022;40(12):2310-1317 10. Zampeli E, Mavrommati M, Moutsopoulos HM, Skopouli FN. Anti-Ro52 and/or anti-Ro60 immune reactivity: autoantibody and disease associations. Clin Exp Rheumatol. 2020;38 Suppl 126(4):134-141 | Paramagnetic beads are coated with purified recombinant Ro52 protein. The serum sample is diluted in assay buffer and incubated with the beads. Antibodies to Ro52 bind to their respective beads and are detected by anti-human IgG antibody conjugated with isoluminol. With addition of trigger reagents, a luminescent reaction is produced by the isoluminol conjugate. The light produced by the reaction is measured by a photomultiplier, proportional to the amount of antibodies that are bound to the beads. The antibodies are quantified according to the working curve on the instrument. Anti-Ro52 are reported in chemiluminescent units as derived from the relative light units measured from each sample.(Package insert: QUANTA Flash Ro52 Reagents, Inova Diagnostics; 06/2019) | 2 to 8 days | 14 days | This test has been cleared, approved, or is exempt by the US Food and Drug Administration and is used per manufacturer's instructions. Performance characteristics were verified by Mayo Clinic in a manner consistent with CLIA requirements. | 86235 | Ro52 Antibody, IgG, S | 53017-0 | RO52 | Ro52 Antibody, IgG, S | 53017-0
RO60 | Ro60 Antibody, IgG, Serum | Evaluating patients at risk for connective tissue disease with or without interstitial lung disease Differentiating single vs double positivity for Ro52 and Ro60 antibodies in combination with anti-Ro60 | Chemiluminescent Immunoassay | Yes | Ro60 Antibody, IgG, S | Serum | Supplies:Sarstedt Aliquot Tube, 5 mL (T914) Collection Container/Tube: Preferred:Serum gel Acceptable:Red top Submission Container:Plastic vial Specimen Volume:0.5 mL Collection Instructions:Centrifuge and aliquot serum into plastic vial | 0.4 mL | The SS-A/Ro is part of the Ro/La heterogeneous antigenic complex which is made up of three unique proteins (52 kDa Ro, 60 kDa Ro and La) and four small RNA particles.(1,2) Unlike antibodies to SS-B/La that are less common, reported separately and mainly associated with a diagnosis of primary Sjogren’s syndrome, antibodies to SS-A/Ro are the most prevalent specificity among many autoimmune diseases such as primary Sjogren’s syndrome (SS), systemic lupus erythematosus (SLE), systemic sclerosis (SSc), idiopathic inflammatory myopathy (IIM), rheumatoid arthritis (RA), and primary biliary cholangitis (PBC).(2-4) In addition, children born to mothers positive for anti-SS-A/Ro antibodies are at increased risk for congenital heart block.(3) Historically, Ro52 and Ro60 autoantibodies were considered as a uniform autoantibody system. Therefore, when anti-Ro52 or anti-Ro60 antibody is positive, the result was typically reported as anti-SS-A/Ro antibody positive.(4,5) However, recent studies have provided evidence that Ro60 and Ro52 are not part of a stable macromolecular complex and that anti-Ro52 and anti-Ro60 antibodies have different clinical associations with implications for diagnosis, prognosis and patient management.(4-6) The Ro52 antigen is also known as TRIM21; this protein has E3 ligase activity and functions in the process of ubiquitination.(1-3) The Ro60 antigen is a 60-kDa RNA-binding protein known to have repair functions for misfolded RNA.(1-3) Individuals positive for anti-SS-A/Ro antibodies may react with either Ro52, Ro60, or both antigens.(4-6) Patients with only anti-Ro52 antibodies display a higher incidence of IIM,SSc, or interstitial lung disease (ILD).(7). Anti-Ro52 antibodies, in conjunction with antisynthetase antibodies such Jo-1 (others include PL-7, PL-12, EJ, and OJ) are also highly associated with ILD in patients with IIM.(7,8) In contrast, isolated anti-Ro60 antibodies are associated with increased risk for SLE and, to a lesser degree, for SS.(8) Positivity for both anti-Ro52 and anti-Ro60 antibodies are most strongly associated with SS; this association is even stronger if anti-SS-B/La antibodies are also detected.(9) The presence of anti-Ro52 and anti-Ro60 antibodies may also be observed in patients with SLE.(10) | <20 CU (negative) > or =20 CU (positive) Reference values apply to all ages | The presence of antibodies to both SSA 52 (Ro52) or SSA 60 (Ro60) is highly suggestive of a diagnosis of Sjogren syndrome (SS), with positivity for Ro60 alone more likely to be associated with systemic lupus erythematosus (SLE). Antibodies to Ro52 may be present in patients with idiopathic inflammatory myopathy (IIM), systemic sclerosis (SSc), or overlap connective tissue disease (CTD). In CTD, antibodies to Ro52 alone or in association with other specific autoantibodies may be associated with interstitial lung diseases. Negative results for antibodies to Ro52 and Ro60 does not exclude the possibility of any connective tissue disease, including SS, SLE, SSc, and IIM. | Results from this testing should be interpreted in the context of clinical findings and other laboratory testing. Tests cannot be exclusively relied upon to establish a diagnosis for any connective tissue disease or related disorder, including systemic lupus erythematosus, Sjogren syndrome (SS), systemic sclerosis, or idiopathic inflammatory myopathy. When assessed by standard SS-A (Ro) solid-phase immunoassays, such as enzyme immunoassays using combined antigens, some antibodies specific for either SSA 52 (Ro52) or SSA 60 (Ro60) may not be detected due to masking of target epitopes. In addition, multiplex bead assays with Ro52 or Ro60 antigens may simply be reported as SS-A/Ro positive without differentiation of the specific positive antibody. | 1. Schulte-Pelkum J, Fritzler M, Mahler M. Latest update on the Ro/SS-A autoantibody system. Autoimmun Rev. 2009;8(7):632-637 2. Defendenti C, Atzeni F, Spina MF, et al. Clinical and laboratory aspects of Ro/SSA-52 autoantibodies. Autoimmun Rev. 2010;10(3):150-154 3. Fayyaz A, Kurien BT, Scofield H. Autoantibodies in Sjogren's syndrome. Rheum Dis Clin North Am. 2016;42(3):419-434 4. Armagan B, Robinson SA, Bazoberry A, et al. Antibodies to both ro52 and ro60 for identifying Sjogren's syndrome patients best suited for clinical trials of disease-modifying therapies. Arthritis Care Res (Hoboken). 2022;74(9):1559-1565 5. Robbins A, Hentzien M, Toquet S, et al. Diagnostic utility of separate anti-Ro60 and anti-Ro52/TRIM21 antibody detection in autoimmune diseases. Front Immunol. 2019;10:444 6. Lee AYS, Reed JH, Gordon TP. Anti-Ro60 and anti-Ro52/TRIM21: Two distinct autoantibodies in systemic autoimmune diseases. J Autoimmun. 2021;124:102724. 7. Chan EKL. Anti-Ro52 autoantibody is common in systemic autoimmune rheumatic diseases and correlating with worse outcome when associated with interstitial lung disease in systemic sclerosis and autoimmune myositis. Clin Rev Allergy Immunol. 2022;63(2):178-193 8. Gkoutzourelas A, Liaskos C, Mytilinaiou MG, et al. Anti-Ro60 seropositivity determines anti-ro52 epitope mapping in patients with systemic sclerosis. Front Immunol. 2018;9:2835 9. Deroo L, Achten H, De Boeck K, et al. The value of separate detection of anti-Ro52, anti-Ro60 and anti-SSB/La reactivities in relation to diagnosis and phenotypes in primary Sjogren's syndrome. Clin Exp Rheumatol. 2022;40(12):2310-1317 10. Zampeli E, Mavrommati M, Moutsopoulos HM, Skopouli FN. Anti-Ro52 and/or anti-Ro60 immune reactivity: autoantibody and disease associations. Clin Exp Rheumatol. 2020;38 Suppl 126(4):134-141 | Paramagnetic beads are coated with purified recombinant Ro60 protein. The serum sample is diluted in assay buffer and incubated with the beads. Antibodies to Ro60 bind to their respective beads and are detected by anti-human IgG antibody conjugated with isoluminol. With addition of trigger reagents, a luminescent reaction is produced by the isoluminol conjugate. The light produced by the reaction is measured by a photomultiplier, proportional to the amount of antibodies that are bound to the beads. The antibodies are quantified according to the working curve on the instrument. Anti-Ro60 are reported in chemiluminescent units (CU) as derived from the relative light units measured from each sample.(Package insert: QUANTA Flash Ro60 Reagents, Inova Diagnostics; 10/2019) | 2 to 8 days | 14 days | This test has been cleared, approved, or is exempt by the US Food and Drug Administration and is used per manufacturer's instructions. Performance characteristics were verified by Mayo Clinic in a manner consistent with CLIA requirements. | 86235 | Ro60 Antibody, IgG, S | 53019-6 | RO60 | Ro60 Antibody, IgG, S | 53019-6
ROMA | ROMA Score (Ovarian Malignancy Risk Algorithm), Serum | Risk assessmentfor finding an ovarian malignancy during surgery in women who present with an adnexal mass The test isnot intendedas a screening or stand-alone diagnostic assay for ovarian cancer. | Electrochemiluminescence Immunoassay | Yes | ROMA Score | Serum | Patient Preparation:Patients receiving therapy with high biotin doses (ie, >5 mg/day) should not have their specimen collected until at least 8 hours after the last biotin administration. Collection Container/Tube: Preferred:Serum gel Acceptable:Red top Submission Container/Tube:Plastic vial Specimen Volume:1 mL Collection Instructions:Centrifuge and aliquot serum into a plastic vial. | 0.75 mL | Women with ovarian cancer symptoms and adnexal masses present primarily to gynecologists, primary care physicians, or general surgeons. Triage guidelines from the American College of Obstetricians and Gynecologists and the Society of Gynecologic Oncologists recommend referral of women with a pelvic mass at high risk for ovarian cancer to gynecologic oncologists. Specialized treatment improves patient outcomes resulting in fewer complications and better survival rates when compared to patients treated by surgeons less familiar with the management of ovarian cancer. The risk of ovarian malignancy algorithm (ROMA) incorporates cancer antigen 125 (CA125),human epididymal protein 4 (HE4), and menopausal status to assign women that present with an adnexal mass into a high-risk or low-risk group for finding an ovarian malignancy.ROMA is indicated for women who meet the following criteria: older than age 18, presenting with an adnexal mass for which surgery is planned, and who have not yet been referred to an oncologist. ROMA must be interpreted in conjunction with clinical and radiological assessment. | Males: Not applicable Females: HUMAN EPIDIDYMIS PROTEIN 4< or =140 pmol/L CANCER ANTIGEN 125 <46 U/mL ROMA SCORE Premenopausal: <1.14 (low risk) Postmenopausal: <2.99 (low risk) | In premenopausal women, arisk of ovarian malignancy algorithm (ROMA) value of 1.14 or greater indicates a high risk of finding epithelial ovarian cancer, whereas a ROMA value less than 1.14 indicates a low risk of finding epithelial ovarian cancer at surgery. In postmenopausal women, a ROMA value of 2.99 or greater indicates a high risk of finding epithelial ovarian cancer, whereas a ROMA value less than 2.99 indicates a low risk of finding epithelial ovarian cancer at surgery. The use of these cut-pointsprovides a 75% specificity and sensitivity of 84% in patients with stage I-IV epithelial ovarian cancer. | Therisk of ovarian malignancy algorithm (ROMA)test should not be used without an independent clinical/radiological evaluation and is not intended to determine whether a patient should proceed to surgery. A low-likelihoodROMAresult in the setting of a positive initial cancer risk assessment should not preclude an oncology referral. ROMA has not been validated for the following groups: women previously treated for malignancy, women currently being treated with chemotherapy, pregnant women, or women younger than age 18. Serum markers are not specific for malignancy and values may vary by method. Values obtained with different assay methods cannot be used interchangeably. In rare cases, interference due to extremely high titers of antibodies to specific reagents (human antimouse antibody or heterophile antibodies, streptavidin or ruthenium) can occur. The laboratory should be alerted if result does not correlate with the clinical presentation. | 1.Dochez V, Caillon H, Vaucel E, Dimet J, Winer N, Ducarme G. Biomarkers and algorithms for diagnosis of ovarian cancer: CA125, HE4, RMI and ROMA, a review. J Ovarian Res. 2019;12(1):28. doi: 10.1186/s13048-019-0503-7. PMID: 30917847; PMCID: PMC6436208 2. Moore RG, Jabre-Raughley M, Brown AK, et al: Comparison of a novel multiple marker assay vs the Risk of Malignancy Index for the prediction of epithelial ovarian cancer in patients with a pelvic mass. Am J Obstet Gynecol. 2010;203(3):228.e1-6 3. Karlsen MA, Sandhu N, Hogdall C, et al. Evaluation of HE4, CA125, risk of ovarian malignancy algorithm (ROMA) and risk of malignancy index (RMI) as diagnostic tools of epithelial ovarian cancer in patients with a pelvic mass. Gynecol Oncol. 2012;127(2):379-383 | SerumElecsys human epididymal protein 4 (HE4) assay and the serum Elecsys cancer antigen 125 (CA 125) II assayresults are used in the calculation.The instrument used is the Roche cobas. The Roche Elecsys HE4 assay is a sandwich electrochemiluminescence immunoassay that employs a biotinylated monoclonal HE4-specific antibody and a monoclonal HE4-specific antibody labeled with ruthenium complex. HE4 in the specimen reacts with both the biotinylated monoclonal HE4-specific antibody (mouse) and the monoclonal HE4-specific antibody (mouse) labeled with a ruthenium, forming a sandwich complex. Streptavidin-coated microparticles are added and the mixture is aspirated into the measuring cell where the microparticles are magnetically captured onto the surface of the electrode. Unbound substances are then removed with ProCell. Application of voltage to the electrode induces the chemiluminescent emission, which is then measured against a calibration curve to determine the amount of HE4 in the patient specimen.(Package insert: Elecsys HE4 reagent, Roche Diagnostics, Indianapolis, IN., V 1.0, 05/2017) The Roche Elecsys CA 125 II assay is a sandwich electrochemiluminescence immunoassay that employs biotinylated monoclonal CA125-specific antibody (mouse) and a monoclonal CA 125-specific antibody (mouse) labeled with ruthenium. CA125 in the specimen reacts with both antibodies to form a sandwich complex. Streptavidin-coated microparticles are added and the antibody sandwich complex binds to the microparticles through interaction of biotin and streptavidin. Thismixture is aspirated into the measuring cell where the microparticles are magnetically captured onto the surface of the electrode, and unbound substances are removed with ProCell.Application of voltage to the electrode induces the chemiluminescent emission, which is then measured against a calibration curve to determine the amount of CA125 in the patient specimen.(Package insert: Elecsys CA 125 II reagent, Roche Diagnostics , Indianapolis, IN., V1.0, 05/2017) Both HE4 and CA125 results are reported, along with a calculated Ovarian Malignancy Risk Score for both premenopausal and postmenopausal women. | 1 to 3 days | 2 weeks | This test has been cleared, approved, or is exempt by the US Food and Drug Administration and is used per manufacturer's instructions. Performance characteristics were verified by Mayo Clinic in a manner consistent with CLIA requirements. | 86305-HE4, S86304-Cancer Ag 125 (CA 125), S | ROMA Score | 104551-7 | ROMA2 | Risk Score, if postmenopausal | 69570-0
FROPI | Ropivacaine, Serum/Plasma |  | High Performance Liquid Chromatography/ Tandem Mass Spectrometry LC-MS/MS | Yes | Ropivacaine | Varies | ***Must submit one specimen per order. Specimens cannot be shared between multiple orders.*** Submit only 1 of the following specimens: Serum Draw blood in a plain, red-top tube(s). (Serum gel tube is not acceptable.) Spin down and send 1 mL serum refrigerate in a plastic vial. Plasma Draw blood in a lavender-top (EDTA) or pink top tube(s). (Plasma gel tube is not acceptable.) Spin down and send 1 mL plasma refrigerate in plastic vial. | 0.4 mL |  | Reporting limit determined each analysis. Following epidural administration 10 mg/hr, 20 mg/hr and 30 mg/hr, mean plasma concentration of 0.39, 0.88, 1.19 mcg/mL at 21 hours respectively. Bolus I.V. administration 84 mg/70 kg and 131 mg/70 kg, peak plasma concentrations of 1.1 and 1.7 mcg/mL at 2 minutes respectively. |  |  |  |  | 6 to 10 days |  | This test was developed and its performance characteristics determined by NMS Labs. It has not been cleared or approved by the U.S. Food and Drug Administration. | 80299 | Ropivacaine | 51203-8 | Z2297 | Reporting Limit | 19147-8
ROTA | Rotavirus Antigen, Feces | Investigation of patients with diarrhea, particularly infants, theelderly, and immunocompromised patients Investigation of nosocomial diarrhea | Enzyme Immunoassay (EIA) | Yes | Rotavirus Ag, F | For informationon other diagnostic tests that may be useful in the evaluation of a patient with diarrhea,seeLaboratory Testing for Infectious Causes of Diarrhea. | Specimen Type:Fresh unpreserved feces Supplies:Stool Collection Kit, Random (T635) Container/Tube: Preferred:Sterile fecal container Acceptable:Swab Specimen Volume:5 to 10 grams Collection Instructions:Place specimen in a tightly sealed plastic bag. | 1 gram | Rotavirus is a major cause of nonbacterial gastroenteritis, especially in infants and very young children (6 months-2 years of age) who have not received the rotavirus vaccine. Infection may be entirely asymptomatic or produce a spectrum of disease ranging from mild gastroenteritis to severe diarrhea and vomiting with dehydration. Infection usually begins acutely and lasts for 4 to 8 days. In temperate climates, rotaviral infections are seasonal; they peak in frequency during the winter months and are uncommon during the summer. Rotaviral gastroenteritis is, therefore, sometimes called "winter vomiting disease." Infection is more likely to be symptomatic in preterm infants, immunosuppressed patients, and elderly individuals, especially those living in nursing homes or other confined quarters. In other children and adults, rotavirus infections are usually subclinical and may be associated with asymptomatic shedding of rotavirus in the feces. Rapid and accurate detection of rotavirus antigens in fecal specimens may lead to better patient management, particularly in hospitalized or institutionalized patients. | Negative | Peak viral counts are reported to occur on days 3 to 5 after onset of symptoms. The virus is eliminated from the infected individual within a few days following acute infection. Specimens collected 8 days or more after onset of symptoms may not contain enough rotavirus antigen to produce a positive reaction. A prolonged carrier state has been recognized with rotavirus infection. The rate of positive test results may vary due to age, weather, seasonal factors, geographic location, and the general health environment for the group under study. Information on other diagnostic tests that may be of value in evaluating patients with diarrhea can be found inLaboratory Testing for Infectious Causes of Diarrhea. | Fecal specimens should be collected as soon after onset of symptoms as possible. Do not collect specimens in containers having media, preservatives, animal serum, or detergent as any of these may interfere with the assay. A positive result does not preclude the presence of other pathogenic organisms. While the relationship between rotavirus and gastroenteritis is well established, coinfection with bacterial or parasitic pathogens is possible. If suspected, testing for other enteric pathogens should be performed in parallel with the rotavirus antigen test. Results of the rotavirus antigen assay must be interpreted with caution. A negative result does not exclude the possibility of rotavirus infection, as too small a quantity of virus or inadequate or improper sampling may cause a false-negative result. | Centers for Disease Control and Prevention: Rotavirus. Updated March 26, 2021. Accessed August 28,2023. Available at www.cdc.gov/rotavirus/index.html | This US Food and Drug Administration-approved kit utilizes monoclonal antibodies in a solid-phase sandwich type enzyme immunoassay (EIA). Plastic microtiter wells are coated with a monoclonal antibody directed against the product of the sixth viral gene (VP6), which is the group-specific antigen for all known human rotaviruses. An aliquot of fecal suspension is added to the well and incubated simultaneously with an anti-rotavirus monoclonal antibody conjugated to horseradish peroxidase, resulting in the rotavirus antigen being sandwiched between the solid-phase and enzyme-linked antibodies. After 60 minutes incubation at ambient temperature, the specimen well is washed to remove unbound enzyme-labeled antibodies. Enzyme substrate (urea peroxidase) and chromogen tetra methylbenzidine are added to the wells and incubated for 10 minutes at ambient temperature. The enzyme bound in the wells converts the colorless substrate to a blue color. The intensity of the blue color is directly proportional to the concentration of rotavirus antigen in the specimen.(Package insert: Premier Rotaclone EIA for detection of Rotavirus Antigen in Human Fecal Samples. Meridian Bioscience; 01/2015) | 1 to 3 days | 7 days | This test has been cleared, approved, or is exempt by the US Food and Drug Administration and is used per manufacturer's instructions. Performance characteristics were verified by Mayo Clinic in a manner consistent with CLIA requirements. | 87425 | Rotavirus Ag, F | 5880-0 | 24082 | Rotavirus Ag, F | 5880-0
MARS | Rough Marsh Elder, IgE, Serum | Establishing a diagnosis of an allergy to rough marsh elder Defining the allergen responsible for eliciting signs and symptoms Identifying allergens: -Responsible for allergic response and/or anaphylactic episode -To confirm sensitization prior to beginning immunotherapy -To investigate the specificity of allergic reactions to insect venom allergens, drugs, or chemical allergens | Fluorescence Enzyme Immunoassay (FEIA) | Yes | Rough Marsh Elder, IgE | Serum | Collection Container/Tube: Preferred:Serum gel Acceptable:Red top Submission Container/Tube:Plastic vial Specimen Volume:0.5 mL for every 5 allergens requested Collection Instructions:Centrifuge and aliquot serum into a plastic vial. | For 1 allergen: 0.3 mL For more than 1 allergen: (0.05 mL x number of allergens) + 0.25 mL deadspace | Clinical manifestations of immediate hypersensitivity (allergic) diseases are caused by the release of proinflammatory mediators (histamine, leukotrienes, and prostaglandins) from IgE-sensitized effector cells (mast cells and basophils) when cell-bound IgE antibodies interact with an allergen. In vitro serum testing for IgE antibodies provides an indication of the immune response to allergens that may be associated with allergic disease. The allergens chosen for testing often depend upon the age of the patient, history of allergen exposure, season of the year, and clinical manifestations. In individuals predisposed to develop allergic disease, the sequence of sensitization and clinical manifestations proceed as follows: eczema and respiratory disease (rhinitis and bronchospasm) in infants and children less than 5 years due to food sensitivity (milk, egg, soy, and wheat proteins) followed by respiratory disease (rhinitis and asthma) in older children and adults due to sensitivity to inhalant allergens (dust mite, mold, and pollen inhalants). | Class,IgE kU/L,Interpretation, 0,<0.10,Negative, 0/1,0.10-0.34,Borderline/equivocal, 1,0.35-0.69,Equivocal, 2,0.70-3.49,Positive, 3,3.50-17.4,Positive, 4,17.5-49.9,Strongly positive, 5,50.0-99.9,Strongly positive, 6,> or =100,Strongly positive, | Detection of IgE antibodies in serum (class 1 or greater) indicates an increased likelihood of allergic disease as opposed to other etiologies and defines the allergens that may be responsible for eliciting signs and symptoms. The level of IgE antibodies in serum varies directly with the concentration of IgE antibodies expressed as a class score or kU/L. | Testing for IgE antibodies is not useful in patients previously treated with immunotherapy to determine if residual clinical sensitivity exists or in patients in whom the medical management does not depend upon identification of allergen specificity. Some individuals with clinically insignificant sensitivity to allergens may have measurable levels of IgE antibodies in serum, and test results must be interpreted in the clinical context. False-positive results for IgE antibodies may occur in patients with markedly elevated serum IgE (>2500 kU/L) due to nonspecific binding to allergen solid phases. | Homburger HA, Hamilton RG: Allergic diseases. In: McPherson RA, Pincus MR, eds. Henry's Clinical Diagnosis and Management by Laboratory Methods. 23rd ed. Elsevier; 2017:1057-1070 | Specific IgE from the patient's serum reacts with the allergen of interest, which is covalently coupled to an ImmunoCAP. After washing away nonspecific IgE, enzyme-labeled anti-IgE antibody is added to form a complex. After incubation, unbound anti-IgE is washed away, and the bound complex incubated with a developing agent. After stopping the reaction, the fluorescence of the eluate is measured. Fluorescence is proportional to the amount of specific IgE present in the patient's sample (ie, the higher the fluorescence value, the more IgE antibody is present).(Package insert: ImmunoCAP System Specific IgE FEIA. Phadia; Rev 06/2020) | Same day/1 to 3 days | 14 days | This test has been cleared, approved, or is exempt by the US Food and Drug Administration and is used per manufacturer's instructions. Performance characteristics were verified by Mayo Clinic in a manner consistent with CLIA requirements. | 86003 | Rough Marsh Elder, IgE | 6232-3 | MARS | Rough Marsh Elder, IgE | 6232-3
RRRP | Rough Pigweed, IgE, Serum | Establishing a diagnosis of an allergy to rough pigweed Defining the allergen responsible for eliciting signs and symptoms Identifying allergens: -Responsible for allergic response and/or anaphylactic episode -To confirm sensitization prior to beginning immunotherapy -To investigate the specificity of allergic reactions to insect venom allergens, drugs, or chemical allergens | Fluorescence Enzyme Immunoassay (FEIA) | Yes | Rough Pigweed, IgE | Serum | Collection Container/Tube: Preferred:Serum gel Acceptable:Red top Submission Container/Tube:Plastic vial Specimen Volume:0.5 mL for every 5 allergens requested Collection Instructions:Centrifuge and aliquot serum into a plastic vial. | For 1 allergen: 0.3 mL For more than 1 allergen: (0.05 mL x number of allergens) + 0.25 mL deadspace | Clinical manifestations of immediate hypersensitivity (allergic) diseases are caused by the release of proinflammatory mediators (histamine, leukotrienes, and prostaglandins) from IgE-sensitized effector cells (mast cells and basophils) when cell-bound IgE antibodies interact with an allergen. In vitro serum testing for IgE antibodies provides an indication of the immune response to allergens that may be associated with allergic disease. The allergens chosen for testing often depend upon the age of the patient, history of allergen exposure, season of the year, and clinical manifestations. In individuals predisposed to develop allergic disease, the sequence of sensitization and clinical manifestations proceed as follows: eczema and respiratory disease (rhinitis and bronchospasm) in infants and children less than 5 years due to food sensitivity (milk, egg, soy, and wheat proteins) followed by respiratory disease (rhinitis and asthma) in older children and adults due to sensitivity to inhalant allergens (dust mite, mold, and pollen inhalants). | Class,IgE kU/L,Interpretation, 0,<0.10,Negative, 0/1,0.10-0.34,Borderline/equivocal, 1,0.35-0.69,Equivocal, 2,0.70-3.49,Positive, 3,3.50-17.4,Positive, 4,17.5-49.9,Strongly positive, 5,50.0-99.9,Strongly positive, 6,> or =100,Strongly positive, | Detection of IgE antibodies in serum (class 1 or greater) indicates an increased likelihood of allergic disease as opposed to other etiologies and defines the allergens that may be responsible for eliciting signs and symptoms. The level of IgE antibodies in serum varies directly with the concentration of IgE antibodies expressed as a class score or kU/L. | Testing for IgE antibodies is not useful in patients previously treated with immunotherapy to determine if residual clinical sensitivity exists or in patients in whom the medical management does not depend upon identification of allergen specificity. Some individuals with clinically insignificant sensitivity to allergens may have measurable levels of IgE antibodies in serum, and test results must be interpreted in the clinical context. False-positive results for IgE antibodies may occur in patients with markedly elevated serum IgE (>2500 kU/L) due to nonspecific binding to allergen solid phases. | Homburger HA, Hamilton RG: Allergic diseases. In: McPherson RA, Pincus MR, eds. Henry's Clinical Diagnosis and Management by Laboratory Methods. 23rd ed. Elsevier; 2017:1057-1070 | Specific IgE from the patient's serum reacts with the allergen of interest, which is covalently coupled to an ImmunoCAP. After washing away nonspecific IgE, enzyme-labeled anti-IgE antibody is added to form a complex. After incubation, unbound anti-IgE is washed away, and the bound complex incubated with a developing agent. After stopping the reaction, the fluorescence of the eluate is measured. Fluorescence is proportional to the amount of specific IgE present in the patient's sample (ie, the higher the fluorescence value, the more IgE antibody is present).(Package insert: ImmunoCAP System Specific IgE FEIA. Phadia; Rev 06/2020) | Same day/1 to 3 days | 14 days | This test has been cleared, approved, or is exempt by the US Food and Drug Administration and is used per manufacturer's instructions. Performance characteristics were verified by Mayo Clinic in a manner consistent with CLIA requirements. | 86003 | Rough Pigweed, IgE | 6233-1 | RRRP | Rough Pigweed, IgE | 6233-1
RBPG | Rubella Antibodies, IgG, Serum | Determining immune status to the rubella virus | Multiplex Flow Immunoassay (MFI) | Yes | Rubella Ab, IgG, S | Serum | Collection Container/Tube: Preferred:Serum gel Acceptable:Red top Submission Instructions:Plastic vial Specimen Volume:0.5 Ml Collection Instructions:Centrifuge and aliquot serum into a plastic vial. | 0.4 mL | Rubella (German or 3-day measles) is a member of the Togavirus family and humans remain the only natural host for this virus. Transmission is typically through inhalation of infectious aerosolized respiratory droplets and the incubation period following exposure can range from 12 to 23 days.(1) Infection is generally mild, self-limited, and characterized by a maculopapular rash beginning on the face and spreading to the trunk and extremities, fever, malaise, and lymphadenopathy.(2) Primary in utero rubella infections can lead to severe sequelae for the fetus, particularly if infection occurs within the first 4 months of gestation. Congenital rubella syndrome is often associated with hearing loss and cardiovascular, and ocular defects.(3) The United States 2-dose measles, mumps, rubellavaccination program, which calls for vaccination of all children, leads to seroconversion in 95% of children following the first dose.(1) A total of 4 cases of rubella were reported to the Centers for Disease Control and Prevention in 2011 without any cases of congenital rubella syndrome.(4) Due to the success of the national vaccination program, rubella is no longer considered endemic in the United States (www.cdc.gov/rubella). However, immunity may wane with age as approximately 80% to 90% of adults will show serologic evidence of immunity to rubella. | Vaccinated: positive (> or =1.0 AI) Unvaccinated: negative (< or =0.7 AI) Reference values apply to all ages. | The reported AI value is for reference only. This is a qualitative test and the numeric value of the AI is not indicative of the amount of antibody present. AI values above the manufacturer recommended cutoff for this assay indicate that specific antibodies were detected, suggesting prior exposure or vaccination. Positive: Antibody index (AI) value of 1.0 or higher -The presence of detectable IgG-class antibodies indicates immunity to the rubella virus through prior immunization or exposure. Individuals testing positive are considered immune to rubella infection. Equivocal: AI value 0.8-0.9 Submit an additional sample for testing in 10 to 14 days to demonstrate IgG seroconversion if recently vaccinated or if otherwise clinically indicated. Negative: AI value of 0.7 or lower The absence of detectable IgG-class antibodies suggests the lack of a specific immune response to immunization or no prior exposure to the rubella virus. | IgG-class antibodies to rubella virus may be present in serum specimens from individuals who have received blood products within the past several months, but who have not been immunized or experienced past infection with this virus. Serum samples drawn early during acute phase of infection may be negative for IgG-class antibodies to this virus. The presence of anti-rubella-IgG antibodies does not exclude the possibility of a recent or ongoing infection. Testing for IgM-class antibodies to rubella should be performed at a state health laboratory or at the Centers for Disease Control and Preventionif the clinical presentation is suggestive of acute rubella infection. | 1. AAP Committee on Infectious Diseases: Rubella. In: Pickering LK, Baker CJ, Kimberlin DW, eds. Red Book. 2012 Report of the Committee on1. AAP Committee on Infectious Diseases: Rubella. In: Pickering LK, Baker CJ, Kimberlin DW, eds. Red Book. 2012 Report of the Committee on Infectious Diseases. 29th ed. American Academy of Pediatrics; 2012 2. Best JM: Rubella. Semin Fetal Neonatal Med. 2007;12(3):182.doi: 10.1016/j.siny.2007.01.017 3. Duszak RS: Congenital rubella syndrome-major review. Optometry. 2009;80(1):36.doi: 10.1016/j.optm.2008.03.006 4. Notifiable Diseases and Mortality Tables. MMWR Morb Mortal Wkly Rep. 2016;65(3):ND-38 | The BioPlex 2200 Rubella IgG assay uses multiplex flow immunoassay technology. Briefly, serum samples are mixed and incubated at 37 degrees C with sample diluent and dyed beads coated with rubella antigen. After a wash cycle, anti-human IgG antibody conjugated to phycoerythrin (PE) is added to the mixture and incubated at 37 degrees C. Excess conjugate is removed in another wash cycle and the beads are resuspended in wash buffer. The bead mixture then passes through a detector which identifies the bead based on dye fluorescence and determines the amount of antibody captured by the antigen based on the fluorescence of the attached PE. Raw data is calculated in relative fluorescence intensity. Three additional dyed beads, an internal standard bead, a serum verification bead, and a reagent blank bead are present in each reaction mixture to verify detector response, the addition of serum to the reaction vessel and the absence of significant nonspecific binding in serum.(Package insert: BioPlex 2200 System MMRV IgG. Bio-Rad Laboratories; 02/2019) | Same day/1 to 3 days | 14 days | This test has been cleared, approved, or is exempt by the US Food and Drug Administration and is used per manufacturer's instructions. Performance characteristics were verified by Mayo Clinic in a manner consistent with CLIA requirements. | 86762 | Rubella Ab, IgG, S | 5334-8 | DEXG2 | Rubella IgG Antibody Index | 5334-8
ROC | Rubeola (Measles) Antibodies, IgG and IgM, Spinal Fluid | Diagnosing central nervous system rubeola (measles) virus infection and/or subacute sclerosing panencephalitis | Immunofluorescence Assay (IFA) | No | Rubeola (Measles) Ab, IgG,IgM, CSF | CSF | Container/Tube:Sterile vial Specimen Volume:0.25 mL | 0.1 mL | Measles is a serious and highly contagious disease that can be a leading cause of death where nutrition and sanitation are limited. Onset begins with cough, fever, and lymphadenopathy approximately 2 weeks after exposure. Diagnosis is usually made when the rash appears. Koplik spots may be seen earlier on the buccal mucosa. Complications of measles may develop in children who appear to have normal immune functions. Persistent infection of the central nervous system with measles virus is recognized to cause the disease subacute sclerosing panencephalitis (SSPE). SSPE is a rare, late complication of measles with an incidence of approximately 1 per 100,000 cases. SSPE is a progressive, usually fatal disease that occurs most often in children between the ages of 5 and 14 years. The onset is insidious and progressive. The incubation period from acute measles to onset of neurological symptoms varies from several months to many years. One of the most useful diagnostic tests involves the measurement of measles-specific antibodies in the cerebrospinal fluid (CSF) of patients with SSPE. Levels of antibody are significantly elevated in the CSF of SSPE patients compared to those without the disease. | IgG: <1:5 IgM: <1:10 Reference values apply to all ages. | Detection of organism-specific antibodies in the cerebrospinal fluid (CSF) may suggest central nervous system infection. However, these results are unable to distinguish between intrathecal antibodies and serum antibodies introduced into the CSF at the time of lumbar puncture or from a breakdown in the blood-brain barrier. The results should be interpreted with other laboratory and clinical data prior to a diagnosis of central nervous system infection. Patients with subacute sclerosing panencephalitis have serum antibody titers that are 10 to 100 times higher than those seen in late convalescent-phase sera. More importantly, there is pronounced local production of oligoclonal measles virus antibodies in the central nervous system. | Detection of organism-specific antibodies in the cerebrospinal fluid (CSF) may suggest central nervous system infection. However, these results are unable to distinguish between intrathecal antibodies and serum antibodies introduced into the CSF at the time of lumbar puncture or from a breakdown in the blood-brain barrier. The results should be interpreted with other laboratory and clinical data prior to a diagnosis of central nervous system infection. | 1. Gascon GG: Subacute sclerosing panencephalitis. Semin Pediatr Neurol. 1996 Dec;3(4):260-269 2. Gershon AA: Measles virus (Rubeola). In: Bennett JE, Dolin R, Blaser MJ, eds. Mandell, Douglas, and Bennett's Principles and Practice of Infectious Diseases. 9th ed. Elsevier; 2020:2110-2116 | Cerebrospinal fluid (CSF) from a patient is reacted with the antigen substrate. Antibodies, if present, will bind to the antigen forming stable antigen-antibody complexes. If no antibodies are present, the complexes will not be formed and CSF components will be washed away. Fluorescein labeled antihuman IgG or IgM antibody is added to the reaction site which binds with the complexes formed. This results in a positive reaction of bright apple-green fluorescence when viewed with a properly equipped fluorescence microscope. If no complexes are formed, the fluorescein labeled antibody will be washed away, exhibiting a negative result.(Package insert: Measles Virus Antigen Substrate Slide. AESKU.BION, 9/2019) | 1 to 4 days | 14 days | This test was developed and its performance characteristics determined by Mayo Clinic in a manner consistent with CLIA requirements. It has not been cleared or approved by the US Food and Drug Administration. | 86765 x 2 | Rubeola (Measles) Ab, IgG,IgM, CSF | 90254-4 | 5742 | Rubeola (Measles) Ab, IgM | In Process
RUFI | Rufinamide, Serum | Monitoring serum rufinamide concentrations, assessing compliance, and adjusting dosage in patients receiving other drugs that interact pharmacokinetically with rufinamide (ie, drugs that induce liver CYP3A4 enzymes) and may be helpful in those who are receiving hemodialysis | Liquid Chromatography Tandem Mass Spectrometry (LC-MS/MS) | Yes | Rufinamide, S | Serum | Supplies:Sarstedt Aliquot Tube, 5 mL (T914) Collection Container/Tube: Preferred:Red top Acceptable:Serum gel Submission Container/Tube:Plastic vial Specimen Volume:1 mL Collection Instructions: 1. Collect blood immediately before next scheduled dose. 2. For sustained-release formulations ONLY, collect blood a minimum of 12 hours after last dose. 3. Centrifuge and aliquot serum into plastic vial within 2 hours of collection. | 0.5 mL | Rufinamide is a new antiepileptic drug approved by the Food and Drug Administration as an add-on treatment for seizures associated with Lennox-Gastaut syndrome in children aged 4 years and older, and for the treatment of focal seizures in adults and adolescents. Its mechanism of action is not completely understood, but it is believed to work by prolonging the inactive state of sodium channels, therefore limiting excessive firing of sodium-dependent action potentials. The commonly observed side effects are headache, dizziness, fatigue, somnolence, and nausea. | 5.0-30.0 mcg/mL | The reference interval is broad and represents the concentrations observed to be associated with the greatest drug efficacy without side effects or toxicity. | No significant cautionary statements | 1. Krasowski MD: Antiepileptic drugs. Therapeutic drug monitoring of the new generation drugs. Clinical Laboratory News. 2013 Jun;39(6):8-10 2. Aneja S, Sharma S. Newer anti-epileptic drugs. Indian Pediatr. 2013;50(11):1033-40. doi:10.1007/s13312-013-0284-9 3. Hiemke C, Bergemann N, Clement HW, et al. Consensus guidelines for therapeutic drug monitoring in neuropsychopharmacology: Update 2017. Pharmacopsychiatry. 2018;51(1-02):9-62. doi:10.1055/s-0043-116492 | Deuterated internal standard in methanol is added to the standards, controls, and patient serum samples. The samples are then centrifuged, and the supernatant further diluted with mobile phase A and analyzed by ultrafast online solid-phase extraction tandem mass spectrometry.(Unpublished Mayo method) | 3 to 5 days | 14 days | This test was developed and its performance characteristics determined by Mayo Clinic in a manner consistent with CLIA requirements. It has not been cleared or approved by the US Food and Drug Administration. | 80210 | Rufinamide, S | 59323-6 | 63030 | Rufinamide, S | 59323-6
T821Q | RUNX1-RUNX1T1 Translocation (8;21), Minimal Residual Disease Monitoring, Quantitative, Varies | Detection ofRUNX1-RUNX1T1gene fusion in acute myeloid leukemia patients at the time of diagnosis Minimal residual disease monitoring during the clinical and therapeutic course of these patients | Quantitative Real-Time Reverse Transcription Polymerase Chain Reaction (qRT-PCR) | Yes | RUNX1/RUNX1T1, t(8;21), Quant, V | Varies | Submit only 1 of the following specimens: Specimen Type:Blood Container/Tube:Lavender top (EDTA) or yellow top (ACD-B) Specimen Volume:10 mL Collection Instructions: 1. Invert several times to mix blood. 2. Send whole blood specimen in original tube.Do not aliquot. 3. Label specimen as blood. Specimen Type:Bone marrow aspirate Container/Tube:Lavender top (EDTA) or yellow top (ACD-B) Specimen Volume:4 mL Collection Instructions: 1. Invert several times to mix bone marrow. 2. Send bone marrow specimen in original tube.Do not aliquot. 3. Label specimen as bone marrow. | Peripheral blood: 8 mL Bone marrow: 2 mL | RUNX1-RUNX1T1minimal residual disease (MRD) monitoring in patients with acute myeloid leukemia (AML) with translocation t(8;21)(q22;q22) is useful for evaluating disease response after therapy and identifying individuals with increased risk of relapse. Quantitative real-time reverse transcription polymerase chain reaction testing in neoplasms with known clonal genetic markers can achieve highly sensitive detection of neoplastic cells in blood or bone marrow samples. It is one of the most mature technologies available for this purpose. In this assay, translocation of chromosome 8q22 to 21q22 resulting in fusion of two genesRUNX1andRUNX1T1will be evaluated. Quantitative results will provide physicians with an accurate and precise measurement of disease burden to guide patient intervention decisions. This assay can be used for post-therapy MRD monitoring as well as detection ofRUNX1-RUNX1T1fusion in AML patients at the time of diagnosis. | An interpretive report will be provided. | The assay is reported in the form of a normalized ratio ofRUNX1-RUNX1T1fusion transcript to the control geneABL1expressed as a percentage, which is an estimate of the level ofRUNX1-RUNX1T1 fusionRNA present in the specimen, expressed in relation to the level of RNA from an internal control gene (ABL1). The normalized ratio has no units but is directly related to the level ofRUNX1-RUNX1T1detected (ie, larger numbers indicate higher relative levels ofRUNX1-RUNX1T1and smaller numbers indicate lower levels). A relative expression value minimizes variability in the RNA levels and cell numbers measured in separate specimens tested at different times. The precision of the quantitative assay is excellent, but interassay variability can occur such that result changes should not be considered significant if 2 single measurements differ by less than 0.5 log. More critical results, such as a change in the status of positivity or 1 log or greater increase between 2 positive samples should be repeated on a separate specimen with appropriate time interval to verify the result. | The limit of detection for this test is 0.01%. Monitoring should be performed using the same method and laboratory for each subsequent specimen. | 1.Corbacioglu A,Scholl C,Schlenk RF, et al: Prognostic impact of minimal residual disease in RUNX1-RUNX1T1-positive acute myeloid leukemia.J Clin Oncol.2010 Aug 10;28(23):3724-3729. doi: 10.1200/JCO.2010.28.6468 2. Dohner H, Estey E, Grimwade D, et al: Diagnosis and management of AML in adults: 2017 ELN recommendations from an international expert panel. Blood. 2017 Jan 26;129(4):424-447. doi: 10.1182/blood-2016-08-733196 3. Tallman MS, Wang ES, Altman JK, et al: Acute Myeloid Leukemia, Version 3.2019, NCCN Clinical Practice Guidelines in Oncology. J Natl Compr Canc Netw. 2019 Jun 1;17(6):721-749. doi: 10.6004/jnccn.2019.0028 4. Schuurhuis GJ, Heuser M, Freeman S, et al: Minimal/measurable residual disease in AML: a consensus document from the European LeukemiaNet MRD Working Party. Blood. 2018 Mar 22;131(12):1275-1291. doi: 10.1182/blood-2017-09-801498 5. Jourdan E, Boissel N, Chevret S, et al: Prospective evaluation of gene mutations and minimal residual disease in patients with core binding factor acute myeloid leukemia. Blood. 2013 Mar 21;121(12):2213-2223. doi: 10.1182/blood-2012-10-462879 6. Lane S,Saal R,Mollee P, et al: A >or=1 log rise in RQ-PCR transcript levels defines molecular relapse in core binding factor acute myeloid leukemia and predicts subsequent morphologic relapse. Leuk Lymphoma. 2008 Mar;49(3):517-523. doi: 10.1080/10428190701817266 7. Yin JA, O'Brien MA, Hills RK, et al: Minimal residual disease monitoring by quantitative RT-PCR in core binding factor AML allows risk stratification and predicts relapse: results of the United Kingdom MRC AML-15 trial. Blood. 2012 Oct 4;120(14):2826-2835. doi: 10.1182/blood-2012-06-435669 | Total RNA is extracted from blood or bone marrow and reverse transcribed to generate complementary DNA. Quantitative real-time polymerase chain reaction is performed, and the data analyzed using dedicated software for relative quantification with calibrator normalization. Results are provided as a normalized relative value ofRUNX1-RUNX1T1/ABL1messenger RNA transcripts with a reproducible analytical sensitivity of 0.01%.(Unpublished Mayo method) The normalized ratio is a relative quantification calculation as follows: Normalized ratio= RUNX1-RUNX1T1 (sample)/ABL1(sample) RUNX1-RUNX1T1(run calibrator)/ABL1(run calibrator) | 4 to 8 days | Blood/Bone marrow: 2 weeks; Extracted RNA 3 months | This test was developed and its performance characteristics determined by Mayo Clinic in a manner consistent with CLIA requirements. It has not been cleared or approved by the US Food and Drug Administration. | 81401 | RUNX1/RUNX1T1, t(8;21), Quant, V | 72207-4 | 616034 | Signing Pathologist | 18771-6
RUSS | Russian Thistle, IgE, Serum | Establishing a diagnosis of an allergy to russian thistle Defining the allergen responsible for eliciting signs and symptoms Identifying allergens: -Responsible for allergic response and/or anaphylactic episode -To confirm sensitization prior to beginning immunotherapy -To investigate the specificity of allergic reactions to insect venom allergens, drugs, or chemical allergens | Fluorescence Enzyme Immunoassay (FEIA) | Yes | Russian Thistle, IgE | Serum | Collection Container/Tube: Preferred:Serum gel Acceptable:Red top Submission Container/Tube:Plastic vial Specimen Volume:0.5 mL for every 5 allergens requested Collection Instructions:Centrifuge and aliquot serum into a plastic vial. | For 1 allergen: 0.3 mL For more than 1 allergen: (0.05 mL x number of allergens) + 0.25 mL deadspace | Clinical manifestations of immediate hypersensitivity (allergic) diseases are caused by the release of proinflammatory mediators (histamine, leukotrienes, and prostaglandins) from IgE-sensitized effector cells (mast cells and basophils) when cell-bound IgE antibodies interact with an allergen. In vitro serum testing for IgE antibodies provides an indication of the immune response to allergens that may be associated with allergic disease. The allergens chosen for testing often depend upon the age of the patient, history of allergen exposure, season of the year, and clinical manifestations. In individuals predisposed to develop allergic disease, the sequence of sensitization and clinical manifestations proceed as follows: eczema and respiratory disease (rhinitis and bronchospasm) in infants and children less than 5 years due to food sensitivity (milk, egg, soy, and wheat proteins) followed by respiratory disease (rhinitis and asthma) in older children and adults due to sensitivity to inhalant allergens (dust mite, mold, and pollen inhalants). | Class,IgE kU/L,Interpretation, 0,<0.10,Negative, 0/1,0.10-0.34,Borderline/equivocal, 1,0.35-0.69,Equivocal, 2,0.70-3.49,Positive, 3,3.50-17.4,Positive, 4,17.5-49.9,Strongly positive, 5,50.0-99.9,Strongly positive, 6,> or =100,Strongly positive, | Detection of IgE antibodies in serum (class 1 or greater) indicates an increased likelihood of allergic disease as opposed to other etiologies and defines the allergens that may be responsible for eliciting signs and symptoms. The level of IgE antibodies in serum varies directly with the concentration of IgE antibodies expressed as a class score or kU/L. | Testing for IgE antibodies is not useful in patients previously treated with immunotherapy to determine if residual clinical sensitivity exists or in patients in whom the medical management does not depend upon identification of allergen specificity. Some individuals with clinically insignificant sensitivity to allergens may have measurable levels of IgE antibodies in serum, and test results must be interpreted in the clinical context. False-positive results for IgE antibodies may occur in patients with markedly elevated serum IgE (>2500 kU/L) due to nonspecific binding to allergen solid phases. | Homburger HA, Hamilton RG: Allergic diseases. In: McPherson RA, Pincus MR, eds. Henry's Clinical Diagnosis and Management by Laboratory Methods. 23rd ed. Elsevier; 2017:1057-1070 | Specific IgE from the patient's serum reacts with the allergen of interest, which is covalently coupled to an ImmunoCAP. After washing away nonspecific IgE, enzyme-labeled anti-IgE antibody is added to form a complex. After incubation, unbound anti-IgE is washed away, and the bound complex incubated with a developing agent. After stopping the reaction, the fluorescence of the eluate is measured. Fluorescence is proportional to the amount of specific IgE present in the patient's sample (ie, the higher the fluorescence value, the more IgE antibody is present).(Package insert: ImmunoCAP System Specific IgE FEIA. Phadia; Rev 06/2020) | Same day/1 to 3 days | 14 days | This test has been cleared, approved, or is exempt by the US Food and Drug Administration and is used per manufacturer's instructions. Performance characteristics were verified by Mayo Clinic in a manner consistent with CLIA requirements. | 86003 | Russian Thistle, IgE | 6234-9 | RUSS | Russian Thistle, IgE | 6234-9
FRFYG | Rye Food IgG |  | Enzyme Immunoassay (FEIA) | No | Rye Food IgG | Serum | Collection Container/Tube: Preferred: Red Top Acceptable: Serum gel Submission Container/tube:Plastic vial Specimen Volume: 0.5 mL Collection Instructions: 1. Draw blood in a plain red-top tube(s), serum gel tube(s) is acceptable. 2. Centrifuge and aliquot 0.5 mL of serum into a plastic vial. 3. Send refrigerate. | See Specimen Required |  | Reference ranges have not been established for food-specific IgG tests. | The clinical utility of food-specific IgG tests has not been established. These tests can be used in special clinical situations to select foods for evaluation by diet elimination and challenge in patients who have food-related complaints. It should be recognized that the presence of food-specific IgG alone cannot be taken as evidence of food allergy and only indicates immunologic sensitization by the food allergen in question. This test should only be ordered by physicians who recognize the limitations of the test. |  |  |  | 5 to 7 days |  | This test was developed and its performance characteristics determined by Eurofins Viracor. It has not been cleared or approved by the U.S. Food and Drug Administration. | 86001 | Rye Food IgG | 51933-0 | FRFYG | Rye Food IgG | 51933-0
RYEG | Rye Grass, IgE, Serum | Establishing a diagnosis of an allergy to rye grass Defining the allergen responsible for eliciting signs and symptoms Identifying allergens: -Responsible for allergic response and/or anaphylactic episode -To confirm sensitization prior to beginning immunotherapy -To investigate the specificity of allergic reactions to insect venom allergens, drugs, or chemical allergens | Fluorescence Enzyme Immunoassay (FEIA) | Yes | Rye Grass, IgE | Serum | Collection Container/Tube: Preferred:Serum gel Acceptable:Red top Submission Container/Tube:Plastic vial Specimen Volume:0.5 mL for every 5 allergens requested Collection Instructions:Centrifuge and aliquot serum into a plastic vial. | For 1 allergen: 0.3 mL For more than 1 allergen: (0.05 mL x number of allergens) + 0.25 mL deadspace | Clinical manifestations of immediate hypersensitivity (allergic) diseases are caused by the release of proinflammatory mediators (histamine, leukotrienes, and prostaglandins) from IgE-sensitized effector cells (mast cells and basophils) when cell-bound IgE antibodies interact with an allergen. In vitro serum testing for IgE antibodies provides an indication of the immune response to allergens that may be associated with allergic disease. The allergens chosen for testing often depend upon the age of the patient, history of allergen exposure, season of the year, and clinical manifestations. In individuals predisposed to develop allergic disease, the sequence of sensitization and clinical manifestations proceed as follows: eczema and respiratory disease (rhinitis and bronchospasm) in infants and children less than 5 years due to food sensitivity (milk, egg, soy, and wheat proteins) followed by respiratory disease (rhinitis and asthma) in older children and adults due to sensitivity to inhalant allergens (dust mite, mold, and pollen inhalants). | Class,IgE kU/L,Interpretation, 0,<0.10,Negative, 0/1,0.10-0.34,Borderline/equivocal, 1,0.35-0.69,Equivocal, 2,0.70-3.49,Positive, 3,3.50-17.4,Positive, 4,17.5-49.9,Strongly positive, 5,50.0-99.9,Strongly positive, 6,> or =100,Strongly positive, | Detection of IgE antibodies in serum (class 1 or greater) indicates an increased likelihood of allergic disease as opposed to other etiologies and defines the allergens that may be responsible for eliciting signs and symptoms. The level of IgE antibodies in serum varies directly with the concentration of IgE antibodies expressed as a class score or kU/L. | Testing for IgE antibodies is not useful in patients previously treated with immunotherapy to determine if residual clinical sensitivity exists or in patients in whom the medical management does not depend upon identification of allergen specificity. Some individuals with clinically insignificant sensitivity to allergens may have measurable levels of IgE antibodies in serum, and test results must be interpreted in the clinical context. False-positive results for IgE antibodies may occur in patients with markedly elevated serum IgE (>2500 kU/L) due to nonspecific binding to allergen solid phases. | Homburger HA, Hamilton RG: Allergic diseases. In: McPherson RA, Pincus MR, eds. Henry's Clinical Diagnosis and Management by Laboratory Methods. 23rd ed. Elsevier; 2017:1057-1070 | Specific IgE from the patient's serum reacts with the allergen of interest, which is covalently coupled to an ImmunoCAP. After washing away nonspecific IgE, enzyme-labeled anti-IgE antibody is added to form a complex. After incubation, unbound anti-IgE is washed away, and the bound complex incubated with a developing agent. After stopping the reaction, the fluorescence of the eluate is measured. Fluorescence is proportional to the amount of specific IgE present in the patient's sample (ie, the higher the fluorescence value, the more IgE antibody is present).(Package insert: ImmunoCAP System Specific IgE FEIA. Phadia; Rev 06/2020) | Same day/1 to 3 days | 14 days | This test has been cleared, approved, or is exempt by the US Food and Drug Administration and is used per manufacturer's instructions. Performance characteristics were verified by Mayo Clinic in a manner consistent with CLIA requirements. | 86003 | Rye Grass, IgE | 7369-2 | RYEG | Rye Grass, IgE | 7369-2
RYE | Rye, IgE, Serum | Establishing a diagnosis of an allergy to rye Defining the allergen responsible for eliciting signs and symptoms Identifying allergens: -Responsible for allergic response and/or anaphylactic episode -To confirm sensitization prior to beginning immunotherapy -To investigate the specificity of allergic reactions to insect venom allergens, drugs, or chemical allergens | Fluorescence Enzyme Immunoassay (FEIA) | Yes | Rye, IgE | Serum | Collection Container/Tube: Preferred:Serum gel Acceptable:Red top Submission Container/Tube:Plastic vial Specimen Volume:0.5 mL for every 5 allergens requested Collection Instructions:Centrifuge and aliquot serum into a plastic vial. | For 1 allergen: 0.3 mL For more than 1 allergen: (0.05 mL x number of allergens) + 0.25 mL deadspace | Clinical manifestations of immediate hypersensitivity (allergic) diseases are caused by the release of proinflammatory mediators (histamine, leukotrienes, and prostaglandins) from IgE-sensitized effector cells (mast cells and basophils) when cell-bound IgE antibodies interact with an allergen. In vitro serum testing for IgE antibodies provides an indication of the immune response to allergens that may be associated with allergic disease. The allergens chosen for testing often depend upon the age of the patient, history of allergen exposure, season of the year, and clinical manifestations. In individuals predisposed to develop allergic disease, the sequence of sensitization and clinical manifestations proceed as follows: eczema and respiratory disease (rhinitis and bronchospasm) in infants and children less than 5 years due to food sensitivity (milk, egg, soy, and wheat proteins) followed by respiratory disease (rhinitis and asthma) in older children and adults due to sensitivity to inhalant allergens (dust mite, mold, and pollen inhalants). | Class,IgE kU/L,Interpretation, 0,<0.10,Negative, 0/1,0.10-0.34,Borderline/equivocal, 1,0.35-0.69,Equivocal, 2,0.70-3.49,Positive, 3,3.50-17.4,Positive, 4,17.5-49.9,Strongly positive, 5,50.0-99.9,Strongly positive, 6,> or =100,Strongly positive, | Detection of IgE antibodies in serum (class 1 or greater) indicates an increased likelihood of allergic disease as opposed to other etiologies and defines the allergens that may be responsible for eliciting signs and symptoms. The level of IgE antibodies in serum varies directly with the concentration of IgE antibodies expressed as a class score or kU/L. | Testing for IgE antibodies is not useful in patients previously treated with immunotherapy to determine if residual clinical sensitivity exists or in patients in whom the medical management does not depend upon identification of allergen specificity. Some individuals with clinically insignificant sensitivity to allergens may have measurable levels of IgE antibodies in serum, and test results must be interpreted in the clinical context. False-positive results for IgE antibodies may occur in patients with markedly elevated serum IgE (>2500 kU/L) due to nonspecific binding to allergen solid phases. | Homburger HA, Hamilton RG: Allergic diseases. In: McPherson RA, Pincus MR, eds. Henry's Clinical Diagnosis and Management by Laboratory Methods. 23rd ed. Elsevier; 2017:1057-1070 | Specific IgE from the patient's serum reacts with the allergen of interest, which is covalently coupled to an ImmunoCAP. After washing away nonspecific IgE, enzyme-labeled anti-IgE antibody is added to form a complex. After incubation, unbound anti-IgE is washed away, and the bound complex incubated with a developing agent. After stopping the reaction, the fluorescence of the eluate is measured. Fluorescence is proportional to the amount of specific IgE present in the patient's sample (ie, the higher the fluorescence value, the more IgE antibody is present).(Package insert: ImmunoCAP System Specific IgE FEIA. Phadia; Rev 06/2020) | Same day/1 to 3 days | 14 days | This test has been cleared, approved, or is exempt by the US Food and Drug Administration and is used per manufacturer's instructions. Performance characteristics were verified by Mayo Clinic in a manner consistent with CLIA requirements. | 86003 | Rye, IgE | 7674-5 | RYE | Rye, IgE | 7674-5
2SC | S-(2-Succinyl)-Cysteine (2SC) Immunostain, Technical Component Only | Identification of high levels of aberrant S-(2-succino)-cysteine (2SC), secondary to pathogenic alterations of the fumarate hydratase (FH) gene | Immunohistochemistry (IHC) | Yes | 2SC IHC, Tech Only | For the initial technical component only immunohistochemical (IHC) stain performed, the appropriate bill-only test ID will be reflexed and charged (IHTOI). For each additional technical component only IHC stain performed, an additional bill-only test ID will be reflexed and charged (IHTOA). | Supplies:Immunostain Technical Only Envelope (T693) Specimen Type:Tissue Container/Tube:Immunostain Technical Only Envelope Preferred:2 unstained positively charged glass slide (25- x 75- x 1-mm) per test ordered; sections 4-microns thick. Acceptable:Formalin-fixed, paraffin-embedded (FFPE) tissue block | See Specimen Required | A subset of aggressive renal tumors have pathogenic alterations of fumarate hydratase (FH) that do not result in the loss of FH expression. Typically FH alterations are associated with aberrantly high levels of S-(2-succino)-cysteine (2SC) expression observed in the nucleus. FH and 2SC immunohistochemistry assays may be used in combination to identify these pathogenic conditions. This is useful in the diagnosis ofrenal cell carcinomas, and cutaneous and uterine leiomyomas that occur secondary to somatic or germline (hereditary leiomyomatosis and renal cell cancer) alterations of theFHgene. |  | This test does not include pathologist interpretation, only technical performance of the stain. If interpretation is required, order PATHC / Pathology Consultation for a full diagnostic evaluation or second opinion of the case. The positive and negative controls are verified as showing appropriate immunoreactivity and documentation is retained at Mayo Clinic Rochester. If a control tissue is not included on the slide, a scanned image of the relevant quality control tissue is available upon request; call 855-516-8404. Interpretation of this test should be performed in the context of the patient's clinical history and other diagnostic tests by a qualified pathologist. | Age of a cut paraffin section can affect immunoreactivity. Stability thresholds vary widely among published literature and are antigen dependent. Best practice is for paraffin sections to be cut within 6 weeks. | 1. Gupta S, Swanson AA, Chen YB, et al. Incidence of succinate dehydrogenase and fumarate hydratase-deficient renal cell carcinoma based on immunohistochemical screening with SDHA/SDHB and FH/2SC. Hum Pathol. 2019;91:114-122. doi:10.1016/j.humpath.2019.07.004 2. Andrici J, Gill AJ, Hornick JL. Next generation immunohistochemistry: Emerging substitutes to genetic testing? Semin Diagn Pathol. 2018;35(3):161-169. doi:10.1053/j.semdp.2017.05.004 3. Muller M, Guillaud-Bataille M, Salleron J, et al. Pattern multiplicity and fumarate hydratase (FH)/S-(2-succino)-cysteine (2SC) staining but not eosinophilic nucleoli with perinucleolar halos differentiate hereditary leiomyomatosis and renal cell carcinoma-associated renal cell carcinomas from kidney tumors withoutFHgene alteration. Mod Pathol. 2018;31(6):974-983. doi:10.1038/s41379-018-0017-7 4. Buelow B, Cohen J, Nagymanyoki Z, et al. Immunohistochemistry for 2-succinocystine (2SC) and fumarate hydratase (FH) in cutaneous leiomyomas may aid in identification of patients with HLRCC (hereditary leiomyomatosis and renal cell carcinoma syndrome). Am J Surg Pathol. 2016;40(7):982-988. doi:10.1097/PAS.0000000000000626 5. Trpkov K, Hes O, Agaimy A, et al. Fumarate hydratase-deficient renal cell carcinoma is strongly correlated with fumarate hydratase mutation and hereditary leiomyomatosis and renal cell carcinoma syndrome. Am J Surg Pathol. 2016;40(7):865-875. doi:10.1097/PAS.0000000000000617 6. Magaki S, Hojat SA, Wei B, So A, Yong WH. An introduction to the performance of immunohistochemistry. Methods Mol Biol. 2019;1897:289-298. doi:10.1007/978-1-4939-8935-5_25 | Immunohistochemistry on sections of paraffin-embedded tissue.(Unpublished Mayo method) | 1 to 3 days | Until staining is complete. | This test has been cleared, approved, or is exempt by the US Food and Drug Administration and is used per manufacturer's instructions. Performance characteristics were verified by Mayo Clinic in a manner consistent with CLIA requirements. | 88342-TC, primary88341-TC, if additional IHC | 2SC IHC, Tech Only | No LOINC Needed | 610032 | 2SC IHC, Tech Only | No LOINC Needed
S100 | S-100 Immunostain, Technical Component Only | Aids in the identification of various neoplasms | Immunohistochemistry (IHC) | Yes | S-100 IHC, Tech Only | For the initial technical component only immunohistochemical (IHC) stain performed, the appropriate bill-only test ID will be reflexed and charged (IHTOI). For each additional technical component only IHC stain performed, an additional bill-only test ID will be reflexed and charged (IHTOA). | Supplies:Immunostain Technical Only Envelope (T693) Specimen Type:Tissue Container/Tube:Immunostain Technical Only Envelope Preferred:2 Unstained positively charged glass slide (25- x 75- x 1-mm) per test ordered; sections 4-microns thick. Acceptable:Formalin-fixed, paraffin-embedded tissue block |  | S100 protein expression is seen in cartilaginous tumors, myoepithelial tumors, Schwann cells and neural tumors, Langerhans cell proliferations, benign and malignant melanocytes, clear cell sarcoma, and some carcinomas (particularly of the breast). S100 staining occurs both in the nucleus and cytoplasm. |  | This test does not include pathologist interpretation, only technical performance of the stain. If interpretation is required, order PATHC / Pathology Consultation for a full diagnostic evaluation or second opinion of the case. The positive and negative controls are verified as showing appropriate immunoreactivity. If a control tissue is not included on the slide, a scanned image of the relevant quality control tissue is available upon request; call 855-516-8404. Interpretation of this test should be performed in the context of the patient's clinical history and other diagnostic tests by a qualified pathologist. | Age of a cut paraffin section can affect immunoreactivity. Stability thresholds vary widely among published literature and are antigen dependent. Best practice is for paraffin sections to be cut within 6 weeks. | 1. Blessing K, Sanders DS, Grant JJ. Comparison of immunohistochemical staining of the novel antibody melan-A with S100 protein and HMB-45 in malignant melanoma and melanoma variants. Histopathology. 1998;32(2):139-146. doi:10.1046/j.1365-2559.1998.00312.x 2. Clarkson KS, Sturdgess IC, Molyneux AJ. The usefulness of tyrosinase in the immunohistochemical assessment of melanocytic lesions: a comparison of the novel T311 antibody (anti-tyrosinase) with S-100, HMB45, and A103 (anti-melan-A). J Clin Pathol. 2001;54(3):196-200 3. Matsunou H, Shimoda T, Kakimoto S, Yamashita H, Ishikawa E, Mukai M. Histopathologic and immunohistochemical study of malignant tumors of peripheral nerve sheath (malignant schwannoma). Cancer. 1985;56(9):2269-2279 4. Orchard GE. Comparison of immunohistochemical labelling of melanocyte differentiation antibodies melan-A, tyrosinase and HMB 45 with NKIC3 and S100 protein in the evaluation of benign naevi and malignant melanoma. Histochem J. 2000;32(8):475-481. doi:10.1023/a:1004192232357 5.Al-Ismaeel Q, Neal CP, Al-Mahmoodi H, et al. ZEB1 and IL-6/11-STAT3 signalling cooperate to define invasive potential of pancreatic cancer cells via differential regulation of the expression of S100 proteins. Br J Cancer. 2019;121(1):65-75. doi:10.1038/s41416-019-0483-9 6. Magaki S, Hojat SA, Wei B, So A, Yong WH. An introduction to the performance of immunohistochemistry. Methods Mol Biol. 2019;1897:289-298. doi:10.1007/978-1-4939-8935-5_25 | Immunohistochemistry on sections of paraffin-embedded tissue.(Unpublished Mayo method) | 1 to 3 days | Until staining is complete. | This test has been cleared, approved, or is exempt by the US Food and Drug Administration and is used per manufacturer's instructions. Performance characteristics were verified by Mayo Clinic in a manner consistent with CLIA requirements. | 88342-TC, primary88341-TC, if additional IHC | S-100 IHC, Tech Only | Order only;no result | 70859 | S-100 IHC, Tech Only | Bill only; no result
F100B | S-100B Protein, Serum |  | Quantitative Enzyme-Linked Immunosorbent Assay | Yes | S-100B Protein, Serum | Serum | Draw blood in a plain, red-top tube(s). Serum gel tube is acceptable. Allow specimen to clot at room temperature. Spin down and send 2 mL of serum refrigerated in a plastic vial. | 0.5 mL |  | Age,Reference Interval, 19 years and older:,0 - 96 ng/L, 3 years to 19 years:,less than or equal to 160 ng/L, 25 months to 3 years,less than or equal to 170 ng/L, 10 months to 25 months:,less than or equal to 230 ng/L, 5 months to 10 months:,less than or equal to 350 ng/mL, 0 days to 5 months:,less than or equal to 510 ng/mL, |  | Results obtained with different assay methods or kits cannot be used interchangeably. |  | This assay is performed using the CanAg S100 Enzyme Immunoassay. | 1 to 18 days |  | This test was developed and its performance characteristics determined byARUP Laboratories. It has not been cleared or approved by the US Food andDrug Administration. This test was performed in a CLIA certified laboratoryand is intended for clinical purposes. | 86316 | S-100B Protein, Serum | 47275-3 | Z2708 | S-100B Protein, S | 47275-3
SSCTU | S-Sulfocysteine Panel, Urine | Diagnosis of molybdenum cofactor deficiency, isolated sulfite oxidase deficiency, and hereditary xanthinuria Monitoring patients with molybdenum cofactor deficiency or isolated sulfite oxidase deficiency who are on treatment | Liquid Chromatography Tandem Mass Spectrometry (LC-MS/MS) | Yes | S-Sulfocysteine Panel, U | Urine | Supplies:Urine Tubes, 10 mL (T068) Container/Tube:Plastic, 10-mL urine tube Specimen Volume:3 mL Collection Instructions:Collect a random urine specimen. | 2 mL | Urine S-sulfocysteine is elevated in 2 disorders with similar clinical phenotypes, molybdenum cofactor deficiency (MoCD) and isolated sulfite oxidase deficiency. Molybdenum is an important trace element that is biosynthesized into an important cofactor, which is essential for the proper functioning of the enzymes, xanthine oxidase, sulfite oxidase, and aldehyde oxidase in addition to nitrogenases and nitrate reductase. Four genes are important in mediating the biosynthetic pathway to create molybdenum cofactor,MOCS1,MOCS2,MOCS3, andGPHN(gephyrin). The 3 clinical types of MoCD are autosomal recessive diseases resulting from 2 disease-causing variants in the respective causative gene. MoCDs result in a progressive neurodegenerative disease that manifests with seizures and brain abnormalities in the first weeks to months of life. The most common type of MoCD is MoCD A, caused by variants inMOCS1and resulting in neonatal or infantile onset seizures and postnatal encephalopathy with rapidly progressive neurodegeneration. Infants with MoCD B (MOCS2orMOCS3), and C (GPHN) have all been reported but are rare. Infants with MoCD have increased S-sulfocysteine and hypoxanthine and decreased uric acid concentrations in urine. The treatment for MoCD A only is cyclic pyranopterin monophosphate infusion and is most effective when initiated early. Isolated sulfite oxidase deficiency (ISOD) is an autosomal recessive disorder caused by deficiency of the enzyme sulfite oxidase, which results in progressive neurodegenerative disease in most cases. ISOD is the result of disease-causing variants in theSUOXgene. ISOD is a spectrum of disease ranging from severe, early onset disease that appears in the first days of life with seizures, feeding issues, and neurologic issues causing abnormal muscle tone, to mild, later onset disease manifesting after 6 months of age with developmental delay or regression, movement issues, which can be episodic, and ectopia lentis in some cases. Infants with ISOD have increased S-sulfocysteine and normal hypoxanthine concentrations in urine. Treatment is largely symptomatic, with medication for seizures and movement/neurologic issues. Unfortunately, no treatment for the underlying metabolic defect is currently available. Prevalence is unknown, but ISOD is likely underdiagnosed. Hereditary xanthinuria results in kidney stones and, less commonly, muscle pain and cramping caused by accumulation of xanthine that forms crystals in the kidneys and muscle tissue. There are 2 types of hereditary xanthinuria: type I caused by deficiency of xanthine dehydrogenase resulting from disease-causing variants in theXDHgene, and type II caused by deficiency of molybdenum cofactor sulfurase resulting from variants in theMOCOSgene. Individuals with xanthinuria have increased xanthine and decreased uric acid concentrations in urine. The incidence of both types of hereditary xanthinuria is about 1 in 69,000 individuals. | ,0-3 years,4-6 years,7-12 years,13-18 years,>18 years, Hypoxanthine,< or =65,< or =30,< or =30,< or =30,< or =30, Xanthine,< or =54,< or =21,< or =35,< or =15,< or =20, Uric Acid,350-2500,200-2000,200-1400,150-700,70-700, S-Sulfocysteine,< or =11,< or =5,< or =5,< or =5,< or =5, | Abnormal concentrations of measurable compounds will be reported along with an interpretation. The interpretation of an abnormal metabolite pattern includes an overview of the results and of their significance, a correlation to available clinical information, possible differential diagnosis, recommendations for additional biochemical testing and confirmatory studies (enzyme assay, molecular analysis), name, and phone number of contacts who may provide these studies, and a phone number of the laboratory directors in case the referring physician has additional questions. | Additional confirmatory testing via enzyme assays and molecular genetic testing is required for follow-up of abnormal results. | 1. Melcher K, Mountford WK, Hoffmann GF, Ries M. Ultra-orphan diseases: a quantitative analysis of the natural history of molybdenum cofactor deficiency. Gen Med. 2015;17(12):965-970 2. Claerhout H, Witters P, Regal L, et al. Isolated sulfite oxidase deficiency. J Inherit Metab Dis. 2018;41(1):101-108 3.Misko AL, Liang Y, Kohl JB, Eichler F. Delineating the phenotypic spectrum of sulfite oxidase and molybdenum cofactor deficiency. Neurol Genet. 2020;6(4):e486 | Diluted, filtered urine is mixed with an internal standard mixture and analyzed for hypoxanthine, xanthine, uric acid and S-sulfocysteine by liquid chromatography-tandem mass spectrometry. The ratios of the extracted peak areas of the purine and pyrimidine analytes to the added internal standards are used to calculate the concentration of purines and pyrimidines present in the sample.(la Marca G, Casetta B, Malvagia S, et al. Implementing tandem mass spectrometry as a routine tool for characterizing the complete purine and pyrimidine metabolic profile in urine samples. J Mass Spectrom. 2006;41[11]:1442-1452; Rashed MS, Saadallah AAA, Rahbeeni Z, et al. Determination of urinary S-sulphocysteine, xanthine and hypoxanthine by liquid chromatography-electrospray tandem mass spectrometry. Biomed Chromatogr. 2005;19[3]:223-230; Monostori P, Klinke G, Hauke J, et al. Extended diagnosis of purine and pyrimidine disorders from urine: LC MS/MS assay development and clinical validation.PLoS One. 2019;14[2]:e0212458. doi:10.1371/journal.pone.0212458) | 3 to 7 days | 1 month | This test was developed and its performance characteristics determined by Mayo Clinic in a manner consistent with CLIA requirements. It has not been cleared or approved by the US Food and Drug Administration. | 82542 | S-Sulfocysteine Panel, U | 94397-7 | 607006 | Reviewed By | 18771-6
SCERA | Saccharomyces cerevisiae Antibody, IgA, Serum | Measuring IgA anti-Saccharomyces cerevisiaeantibodies as a part of a profile to aid in distinguishing between ulcerative colitis and Crohn disease in patients for whom the specific diagnosis is unclear based on endoscopic, pathologic, and imaging evaluations This test isnot usefulfor determining the extent of disease in patients with inflammatory bowel disease or determining the response to disease-specific therapy including surgical resection of diseased intestine | Enzyme-Linked Immunosorbent Assay (ELISA) | Yes | Saccharomyces cerevisiae Ab, IgA, S | Serum | Collection Container/Tube: Preferred:Serum gel Acceptable:Red top Submission Container/Tube:Plastic vial Specimen Volume:0.5 mL Collection Instructions:Centrifuge and aliquot serum into a plastic vial. | 0.4 mL | Inflammatory bowel disease (IBD) refers to 2 diseases, ulcerative colitis (UC) and Crohn disease (CD,regional enteritis), both of which result from chronic inflammation in the gastrointestinal (GI) tract.(1) CD is characterized by chronic diarrhea, abdominal pain, and fatigue.(2) In comparison, UC frequently presents with bloody diarrhea that is of an urgent nature.(3) Inflammation in UC most frequently affects the rectum and proximal colon, and presents with continue mucosal involvement. In CD, inflammation can affect almost any area of the GI tract and is usually evidenced as patchy, transmural lesions. Diagnosis of IBD is primarily based on clinical evaluation, endoscopy with biopsy, and imaging studies.(4) Because CD and UC are characterized by GI inflammation, fecal calprotectin can be used to differentiate IBD from noninflammatory conditions such as irritable bowel syndrome (IBS). Fecal calprotectin is useful in excluding IBD as a diagnosis and avoiding unnecessary endoscopic or imaging procedures. CD and UC are associated with the presence of various antimicrobial and autoantibodies.(5) Patients with UC often have measurableantineutrophil cytoplasmic antibodies(ANCA), which react with as yet uncharacterized target antigens in human neutrophils; in contrast, patients with CD often have measurable IgA and/or IgG antibodies, which react with cell wall mannan ofSaccharomyces cerevisiae. Despite these associations, current guidelines indicate that testing for these antibodies is not sufficiently sensitive for use in the diagnosis of IBD.(2,3) Rather, these antibodies should be limited to distinguishing between CD and UC in cases where the specific diagnosis is unclear based on pathologic and imaging studies. | Negative: <20.0 RU/mL Positive: > or =20.0 RU/mL Reference values apply to all ages. | The presence ofantineutrophil cytoplasmic antibodies(ANCA) in the absence of IgA and IgG anti-Saccharomyces cerevisiaeantibodies (ASCA) is consistent with the diagnosis of ulcerative colitis; the presence of IgA and IgG ASCA in the absence of ANCA is consistent with Crohn disease. | Results from this test should not be exclusively relied upon to establish the diagnosis of ulcerative colitis (UC) or Crohn disease (CD) or to distinguish between these 2 diseases.Saccharomyces cerevisiaeIgA and IgG antibodies (ASCA) are most useful for distinguishing between UC and CD when assessed in conjunction withantineutrophil cytoplasmic antibodies(ANCA). Some patients with CD have detectable ANCA, and some patients with UC have detectable IgA and/or IgG ASCA. Some patients with UC or CD do not have detectable ANCA, IgA ASCA, or IgG ASCA. | 1. Rose NR, Mackay IR, eds: Inflammatory bowel diseases. In: The Autoimmune Diseases: Elsevier; 2008 2. Lichtenstein GR, Loftus EV, Isaacs KL, Regueiro MD, Gerson LB, Sands BE: ACG Clinical Guideline: Management of Crohn's disease in adults. Am J Gastroenterol. 2018 Apr;113(4):481-517 3. Rubin DT, Ananthakrishnan AN, Siegel CA, Sauer BG, Long MD: ACG Clinical Guideline: Ulcerative colitis in adults. Am J Gastroenterol. 2019 Mar;114(3):384-413 4. Clark C, Turner J: Diagnostic modalities for inflammatory bowel disease: Serologic markers and endoscopy. Surg Clin North Am. 2015 Dec;95(6):1123-1141 5. Zhou G, Song Y, Yang W, et al: ASCA, ANCA, ALCA and many more: Are they useful in the diagnosis of inflammatory bowel disease? Dig Dis. 2016;34(1-2):90-97. doi: 10.1159/000442934 | Immunoglobulin A (IgA) anti-Saccharomyces cerevisiaeantibodies (ASCA) are measured by commercial, microtiter enzyme immunoassay. Partially purified and disruptedS cerevisiaeis bound to the wells of a polystyrene microtiter plate coated with purified mannan from the cell wall ofS cerevisiae. Prediluted controls and diluted patient sera are added to separate wells, allowing any anti-Scerevisiaeantibodies (ASCA) IgG or IgA antibodies present to bind to the immobilized antigen. Unbound sample is washed away, and a horseradish peroxidase-conjugated anti-human IgA antibody is added to each well. A second incubation allows the enzyme-labeled anti-human IgA to bind to any patient antibodies, which have become attached to the microtiter wells. After washing away any unbound enzyme labeled anti-human IgA, the remaining enzyme activity is assessed by adding a chromogenic substrate and measuring the intensity of the color that develops. The assay is evaluated by spectrophotometrically measuring and comparing the color intensity that develops in the patient wells with the color in the control wells.Results of the test for IgA ASCA are reported in relative units per milliliter (RU/mL).(Package insert: Anti-Saccharomyces cerevisiae ELISA (IgA). EUROIMMUN Medizinische Labordiagnostika AG; 05/2011) | 2 to 4 days | 14 days | This test was developed and its performance characteristics determined by Mayo Clinic in a manner consistent with CLIA requirements. It has not been cleared or approved by the US Food and Drug Administration. | 86671 | Saccharomyces cerevisiae Ab, IgA, S | 47320-7 | SCERA | Saccharomyces cerevisiae Ab, IgA, S | 47320-7
SCERG | Saccharomyces cerevisiae Antibody, IgG, Serum | Measuring IgG anti-Saccharomyces cerevisiaeantibodies as a part of a profile to aid in distinguishing between ulcerative colitis and Crohn disease in patients for whom the specific diagnosis is unclear based on endoscopic, pathologic, and imaging evaluations This test isnot usefulfordetermining the extent of disease in patients with inflammatory bowel disease or determining the response to disease-specific therapy including surgical resection of diseased intestine | Enzyme-Linked Immunosorbent Assay (ELISA) | Yes | Saccharomyces cerevisiae Ab, IgG, S | Serum | Collection Container/Tube: Preferred:Serum gel Acceptable:Red top Submission Container/Tube:Plastic vial Specimen Volume:0.5 mL Collection Instructions:Centrifuge and aliquot serum into a plastic vial. | 0.4 mL | Inflammatory bowel disease (IBD) refers to 2 diseases, ulcerative colitis (UC) and Crohn disease (CD,regional enteritis), both of which result from chronic inflammation in the gastrointestinal (GI) tract.(1) CD is characterized by chronic diarrhea, abdominal pain, and fatigue.(2) In comparison, UC frequently presents with bloody diarrhea that is of an urgent nature.(3) Inflammation in UC most frequently affects the rectum and proximal colon, and presents with continue mucosal involvement. In CD, inflammation can affect almost any area of the GI tract, and is usually evidenced as patchy, transmural lesions. Diagnosis of IBD is primarily based on clinical evaluation, endoscopy with biopsy, and imaging studies.(4) Because CD and UC are characterized by GI inflammation, fecal calprotectin can be used to differentiate IBD from non-inflammatory conditions such as irritable bowel syndrome (IBS). Fecal calprotectin is useful in excluding IBD as a diagnosis and avoiding unnecessary endoscopic or imaging procedures. CD and UC are associated with the presence of various anti-microbial and autoantibodies.(5) Patients with UC often have measurableantineutrophil cytoplasmic antibodies(ANCA), which react with as yet uncharacterized target antigens in human neutrophils; in contrast, patients with CD often have measurable IgA and/or IgG antibodies which react with cell wall mannan ofSaccharomyces cerevisiae. Despite these associations, current guidelines indicate that testing for these antibodies is not sufficiently sensitive for use in the diagnosis of IBD.(2,3) Rather, these antibodies should be limited to distinguishing between CD and UC in cases where the specific diagnosis is unclear based on pathologic and imaging studies. | Negative: <20.0 RU/mL Positive: > or =20.0 RU/mL Reference values apply to all ages. | The presence ofantineutrophil cytoplasmic antibodies(ANCA) in the absence of IgA and IgG anti-Saccharomyces cerevisiaeantibodies (ASCA) is consistent with the diagnosis of ulcerative colitis; the presence of IgA and IgG ASCA in the absence of ANCA is consistent with Crohn disease. | Results from this test should not be exclusively relied upon to establish the diagnosis of ulcerative colitis (UC) or Crohn disease (CD) or to distinguish between these 2 diseases.Saccharomyces cerevisiaeIgA and IgG antibodies (ASCA) are most useful for distinguishing between UC and CD when assessed in conjunction withantineutrophil cytoplasmic antibodies(ANCA). Some patients with CD have detectable ANCA, and some patients with UC have detectable IgA and/or IgG ASCA. Some patients with UC or CD do not have detectable ANCA, IgA ASCA, or IgG ASCA. | 1. Rose NR, Mackay IR, eds: Inflammatory bowel diseases. In: The Autoimmune Diseases: Elsevier; 2008 2. Lichtenstein GR, Loftus EV, Isaacs KL, Regueiro MD, Gerson LB, Sands BE: ACG Clinical Guideline: Management of Crohn's disease in adults. Am J Gastroenterol. 2018 Apr;113(4):481-517 3. Rubin DT, Ananthakrishnan AN, Siegel CA, Sauer BG, Long MD: ACG Clinical Guideline: Ulcerative colitis in adults. Am J Gastroenterol. 2019 Mar;114(3):384-413 4. Clark C, Turner J: Diagnostic modalities for inflammatory bowel disease: Serologic markers and endoscopy. Surg Clin North Am. 2015 Dec;95(6):1123-1141 5. Zhou G, Song Y, Yang W, et al: ASCA, ANCA, ALCA and many more: Are they useful in the diagnosis of inflammatory bowel disease? Dig Dis. 2016;34(1-2):90-97.doi: 10.1159/000442934 | Immunoglobulin G (IgG)anti-Saccharomyces cerevisiaeantibodies (ASCA)are measured by commercial, microtiter enzyme immunoassay. This assay uses polystyrene microtiter plates coated withpurified mannan from the cell wall ofS cerevisiaeto capture antibodies from patient sera and horseradish peroxidase-conjugated anti-IgG antibodies to detect IgG ASCA. Results of the test for IgG ASCA are reported inrelative units per milliliter (RU/mL).(Package insert: Anti-Saccharomyces cerevisiae ELISA (IgG).EUROIMMUN Medizinische Labordiagnostika AG;5/2011) | 2 to 4 days | 14 days | This test was developed and its performance characteristics determined by Mayo Clinic in a manner consistent with CLIA requirements. It has not been cleared or approved by the US Food and Drug Administration. | 86671 | Saccharomyces cerevisiae Ab, IgG, S | 47321-5 | SCERG | Saccharomyces cerevisiae Ab, IgG, S | 47321-5
FSFLE | Safflower (Carthamus tinctorius) IgE |  | Enzyme Immunoassay (EIA) | Yes | Safflower IgE | Serum | Specimen Type:Serum Container/Tube:Red or SST Specimen Volume:0.5 mL Collection Instructions:Draw blood in a plain red-top tube(s), serum gel tube is acceptable. Spin down and send 0.5 mL of serum refrigerated in a plastic vial. | 0.5 mL |  | <0.35 kU/L | Class IgE (kU/L) Comment 0 <0.35 Below Detection 1 0.35-0.69 Low Positive 2 0.70-3.49 Moderate Positive 3 3.50-17.49 Positive 4 17.50-49.99 Strong Positive 5 >49.99 Very Strong Positive |  |  |  | 4 to 7 days |  | This test was developed and its performance characteristics determined by Eurofins Viracor. It has not been cleared or approved by the U.S. Food and Drug Administration. | 86003 | Safflower IgE | 7676-0 | Z3101 | Class | 102579-0
FSAG | Sage (Artemisia spp.) IgE |  | Enzyme Immunoassay (EIA) | Yes | Sage (Artemisia spp.) IgE | Serum | Specimen Type:Serum Container/Tube:Red or SST Specimen Volume:0.5 mL Collection Instructions:Draw blood in a plain red-top tube(s), serum gel tube(s) is acceptable. Spin down and send 0.5 mL of serum refrigerated in a plastic vial. | 0.5 mL |  | <0.35 kU/L | Class IgE (kU/L) Comment 0 <0.35 Below Detection 1 0.35-0.69 Low Positive 2 0.70-3.49 Moderate Positive 3 3.50-17.49 Positive 4 17.50-49.99 Strong Positive 5 >49.99 Very Strong Positive |  |  |  | 2 to 7 days |  | This test was developed and its performance characteristics determined by Eurofins Viracor. It has not been cleared or approved by the U.S. Food and Drug Administration. | 86003 | Sage (Artemisia spp.) IgE | 7678-6 | Z4033 | CLASS | 102580-8
SALCA | Salicylate, Serum | Quantitative determination of toxic levels of salicylate This test isnot usefulfor assessing low-dose aspirin therapy. | Photometric | Yes | Salicylate, S | Serum | Collection Container/Tube: Preferred:Serum gel Acceptable:Red top Submission Container/Tube:Plastic vial Specimen Volume:0.5 mL Collection Instructions: 1. Serum gel tubes should be centrifuged within 2 hours of collection. 2. Red-top tubes should be centrifuged, and the serum aliquoted into a plastic vial within 2 hours of collection. | 0.25 mL | Therapeutic salicylates include, among others, salicylic acid, sodium salicylate, methyl salicylate (oil of wintergreen), and acetylsalicylic acid (aspirin). Aspirin is an analgesic, antipyretic, anti-inflammatory drug contained in a large number of preparations. Aspirin is rapidly hydrolyzed by hepatic and blood esterases to the pharmacologically active intermediate, salicylic acid, which has a dose-dependent serum half-life ranging from 3 to 20 hours. Stimulation of the respiratory center in the central nervous system and uncoupling of oxidative phosphorylation are direct effects of salicylate that lead to many of the toxic symptoms observed in overdose situations. Symptoms of salicylate toxicity can include nausea, vomiting, tinnitus, headache, hyperpnea, confusion, hyperthermia, slurred speech, and convulsions. Acid-base disturbances such as compensated respiratory alkalosis (mild toxicity) and metabolic acidosis with increased anion gap (severe toxicity) are commonplace. | Therapeutic: <30.0 mg/dL Critical value: > or =50.0 mg/dL | Therapeutic concentrations for antipyretic/analgesic are 3.0 to 10.0 mg/dL, while concentrations between 1.5 and 30 mg/dL are for anti-inflammatory effect and treatment of rheumatic fever. Toxic concentrations are 50.0 mg/dL or higher. | This test is not intended for use with low-dose aspirin therapy. Most patients on low daily doses of aspirin for cardiovascular prophylaxis will have serum concentrations near or below the lower limit of the analytical range. | 1. Flower RJ, Moncada S, Vane JR. Analgesic-antipyretics and anti-inflammatory agents: drugs employed in the treatment of gout. In The Pharmacological Basis of Therapeutics. 1980:688-698 2. Adeli K, Higgins V, Bohn MK. Reference Information for the Clinical Laboratory. In:Rifai N, Chiu RWK, Young I, Burnham CD, Wittwer CT, eds.Tietz Textbook of Laboratory Medicine. 7th ed. Elsevier; 2023:1390-1470 | This determination depends upon the conversion of salicylate in the presence of the reduced form of nicotinamide adenine dinucleotide (NADH) by salicylate hydroxylase to catechol and nicotinamide adenine dinucleotide (NAD). The concomitant conversion of NADH to NAD is measured by the decrease in absorbance at 340 nm. The decrease is proportional to the concentration of salicylate present in the sample.(Package insert: Roche SALI reagent. Roche Diagnostics Corp; 11/2023) | Same day/1 day | 1 week | This test has been cleared, approved, or is exempt by the US Food and Drug Administration and is used per manufacturer's instructions. Performance characteristics were verified by Mayo Clinic in a manner consistent with CLIA requirements. | 80179 | Salicylate, S | 4024-6 | SALCA | Salicylate, S | 4024-6
SALL4 | SALL4 Immunostain, Technical Component Only | Aids in the identification of germ cell tumors | Immunohistochemistry (IHC) | Yes | SALL4 IHC, Tech Only | For the initial technical component only immunohistochemical (IHC) stain performed, the appropriate bill-only test ID will be reflexed and charged (IHTOI). For each additional technical component only IHC stain performed, an additional bill-only test ID will be reflexed and charged (IHTOA). | Supplies:Immunostain Technical Only Envelope (T693) Specimen Type:Tissue Container/Tube:Immunostains Technical Only Envelope Preferred:2 Unstained positively charged glass slide (25- x 75- x 1-mm) per test ordered; sections 4-microns thick. Acceptable:Formalin-fixed, paraffin-embedded tissue block |  | SALL4 (sal-like protein 4) is a zinc-finger transcriptional factor. It is required for the maintenance of embryonic stem cell pluripotency by regulating OCT4 transcription. Staining for SALL4 is useful in distinguishing germ cell tumors fromcarcinomas, lymphomas, and melanomas. |  | This test does not include pathologist interpretation, only technical performance of the stain. If interpretation is required, order PATHC / Pathology Consultation for a full diagnostic evaluation or second opinion of the case. The positive and negative controls are verified as showing appropriate immunoreactivity. If a control tissue is not included on the slide, a scanned image of the relevant quality control tissue is available upon request; call 855-516-8404. Interpretation of this test should be performed in the context of the patient's clinical history and other diagnostic tests by a qualified pathologist. | Age of a cut paraffin section can affect immunoreactivity. Stability thresholds vary widely among published literature and are antigen dependent. Best practice is for paraffin sections to be cut within 6 weeks. | 1. Miettinen M, Wang Z, McCue PA, et al. SALL4 expression in germ cell and non-germ cell tumors: a systematic immunohistochemical study of 3215 cases. Am J Surg Pathol. 2014;38(3):410-420 2. Cao D, Li J, Guo CC, Allan RW, Humphrey PA. SALL4 is a novel diagnostic marker for testicular germ cell tumors. Am J Surg Pathol. 2009;33(7):1065-1077 3. Cao D, Humphrey PA, Allan RW. SALL4 is a novel sensitive and specific marker for metastatic germ cell tumors, with particular utility in detection of metastatic yolk sac tumors. Cancer. 2009;115(12):2640-2651. doi:10.1002/cncr.24308 4. Magaki S, Hojat SA, Wei B, So A, Yong WH. An introduction to the performance of immunohistochemistry. Methods Mol Biol. 2019;1897:289-298. doi:10.1007/978-1-4939-8935-5_25 | Immunohistochemistry on sections of paraffin-embedded tissue.(Unpublished Mayo method) | 1 to 3 days | Until staining is complete. | This test has been cleared, approved, or is exempt by the US Food and Drug Administration and is used per manufacturer's instructions. Performance characteristics were verified by Mayo Clinic in a manner consistent with CLIA requirements. | 88342-TC, primary88341-TC, if additional IHC | SALL4 IHC, Tech Only | Order only;no result | 71539 | SALL4 IHC, Tech Only | Bill only; no result
FSALG | Salmon IgG |  | Enzyme Immunoassay (FEIA) | No | Salmon IgG | Serum | Collection Container/Tube: Preferred: Red Top Acceptable: Serum gel Submission Container/tube:Plastic vial Specimen Volume: 0.5 mL Collection Instructions: 1. Draw blood in a plain red-top tube(s), serum gel tube(s) is acceptable. 2. Centrifuge and aliquot 0.5 mL of serum into a plastic vial. 3. Send refrigerate. | See Specimen Required |  | Reference ranges have not been established for food-specific IgG tests. | The clinical utility of food-specific IgG tests has not been established. These tests can be used in special clinical situations to select foods for evaluation by diet elimination and challenge in patients who have food-related complaints. It should be recognized that the presence of food-specific IgG alone cannot be taken as evidence of food allergy and only indicates immunologic sensitization by the food allergen in question. This test should only be ordered by physicians who recognize the limitations of the test. |  |  |  | 5 to 7 days |  | This test was developed and its performance characteristics determined by Eurofins Viracor. It has not been cleared or approved by the U.S. Food and Drug Administration. | 86001 | Salmon IgG | 60400-9 | FSALG | Salmon IgG | 60400-9
SALM | Salmon, IgE, Serum | Establishing a diagnosis of an allergy to salmon Defining the allergen responsible for eliciting signs and symptoms Identifying allergens: -Responsible for allergic response and/or anaphylactic episode -To confirm sensitization prior to beginning immunotherapy -To investigate the specificity of allergic reactions to insect venom allergens, drugs, or chemical allergens | Fluorescence Enzyme Immunoassay (FEIA) | Yes | Salmon, IgE | Serum | Collection Container/Tube: Preferred:Serum gel Acceptable:Red top Submission Container/Tube:Plastic vial Specimen Volume:0.5 mL for every 5 allergens requested Collection Instructions:Centrifuge and aliquot serum into a plastic vial. | For 1 allergen: 0.3 mL For more than 1 allergen: (0.05 mL x number of allergens) + 0.25 mL deadspace | Clinical manifestations of immediate hypersensitivity (allergic) diseases are caused by the release of proinflammatory mediators (histamine, leukotrienes, and prostaglandins) from IgE-sensitized effector cells (mast cells and basophils) when cell-bound IgE antibodies interact with an allergen. In vitro serum testing for IgE antibodies provides an indication of the immune response to allergens that may be associated with allergic disease. The allergens chosen for testing often depend upon the age of the patient, history of allergen exposure, season of the year, and clinical manifestations. In individuals predisposed to develop allergic disease, the sequence of sensitization and clinical manifestations proceed as follows: eczema and respiratory disease (rhinitis and bronchospasm) in infants and children less than 5 years due to food sensitivity (milk, egg, soy, and wheat proteins) followed by respiratory disease (rhinitis and asthma) in older children and adults due to sensitivity to inhalant allergens (dust mite, mold, and pollen inhalants). | Class,IgE kU/L,Interpretation, 0,<0.10,Negative, 0/1,0.10-0.34,Borderline/equivocal, 1,0.35-0.69,Equivocal, 2,0.70-3.49,Positive, 3,3.50-17.4,Positive, 4,17.5-49.9,Strongly positive, 5,50.0-99.9,Strongly positive, 6,> or =100,Strongly positive, | Detection of IgE antibodies in serum (class 1 or greater) indicates an increased likelihood of allergic disease as opposed to other etiologies and defines the allergens that may be responsible for eliciting signs and symptoms. The level of IgE antibodies in serum varies directly with the concentration of IgE antibodies expressed as a class score or kU/L. | Testing for IgE antibodies is not useful in patients previously treated with immunotherapy to determine if residual clinical sensitivity exists or in patients in whom the medical management does not depend upon identification of allergen specificity. Some individuals with clinically insignificant sensitivity to allergens may have measurable levels of IgE antibodies in serum, and test results must be interpreted in the clinical context. False-positive results for IgE antibodies may occur in patients with markedly elevated serum IgE (>2500 kU/L) due to nonspecific binding to allergen solid phases. | Homburger HA, Hamilton RG: Allergic diseases. In: McPherson RA, Pincus MR, eds. Henry's Clinical Diagnosis and Management by Laboratory Methods. 23rd ed. Elsevier; 2017:1057-1070 | Specific IgE from the patient's serum reacts with the allergen of interest, which is covalently coupled to an ImmunoCAP. After washing away nonspecific IgE, enzyme-labeled anti-IgE antibody is added to form a complex. After incubation, unbound anti-IgE is washed away, and the bound complex incubated with a developing agent. After stopping the reaction, the fluorescence of the eluate is measured. Fluorescence is proportional to the amount of specific IgE present in the patient's sample (ie, the higher the fluorescence value, the more IgE antibody is present).(Package insert: ImmunoCAP System Specific IgE FEIA. Phadia; Rev 06/2020) | Same day/1 to 3 days | 14 days | This test has been cleared, approved, or is exempt by the US Food and Drug Administration and is used per manufacturer's instructions. Performance characteristics were verified by Mayo Clinic in a manner consistent with CLIA requirements. | 86003 | Salmon, IgE | 6237-2 | SALM | Salmon, IgE | 6237-2
SALMC | Salmonella Culture, Feces | Determining whetherSalmonellaspecies may be the cause of diarrhea Reflexive testing forSalmonellaspecies from nucleic acid amplification test-positive feces This test is generallynot useful forpatients hospitalized more than 3 days because the yield from specimens from these patients is very low, as is the likelihood of identifying a pathogen that has not been detected previously. | Conventional Culture | Yes | Salmonella Culture, F | When this test is ordered, the reflex tests may be performed at an additional charge. | Patient Preparation:Medications: Do not use barium or bismuth before specimen collection. Supplies:Culture and Sensitivity Stool Transport Vial (T058) Container/Tube:Commercially available transport system specific for recovery of enteric pathogens from fecal specimens (15 mL of non-nutritive transport medium containing phenol red as a pH indicator, either Cary-Blair or Para-Pak C and S) Specimen Volume:Representative portion of fecal specimen Collection Instructions: 1. Collect fresh feces and submit 1 gram or 5 mL in container with transport medium. 2. Place feces in preservative within 2 hours of collection. 3. Place vial in a sealed plastic bag. | 1 mL | Diarrhea may be caused by a number of agents, including bacteria, viruses, parasites, and chemicals; these agents may result in similar symptoms. A thorough patient history covering symptoms, severity and duration of illness, age, travel history, food consumption, history of recent antibiotic use, and illnesses in the family or other contacts will help the healthcare provider determine the appropriate testing to be performed. Salmonellaspecies cause disease in 2 broad categories-gastroenteritis, and typhoid (or paratyphoid) fever (eg,Salmonella entericasubspeciesentericaserovar Typhi,Salmonella entericasubspeciesentericaserovar Paratyphi A,Salmonella entericasubspeciesentericaserovarParatyphi B [tartrate negative], andSalmonella entericasubspeciesentericaserovarParatyphi C). In the United States, gastroenteritis is most common clinical presentation. | No growth of pathogen | The growth ofSalmonellaspecies identifies a potential cause of diarrhea. | The yield ofSalmonellaspecies is reduced when specimens are delayed in transit to the laboratory (>2 hours from collection for unpreserved specimens). Check local public health requirements, which may require submission of isolates to a public health laboratory. Salmonella entericasubspeciesentericaserovarsParatyphi B and Paratyphi C, which may cause paratyphoid fever, are not specifically tested for at Mayo Clinic Laboratories; they will be reported asSalmonellaspecies not serovars Typhi/Paratyphi A. | 1. Pillai DR, Griener T: Culture forCampylobacterand related organisms. In: Leber AL, Church DL, eds. Clinical Microbiology Procedures Handbook. 4th ed. ASM Press; 2016:Section 3.8.2 2. DuPont HL. Persistent diarrhea: A clinical review. JAMA. 2016;315(24):2712-2723. doi:10.1001/jama.2016.7833 3.Heymann DL: Salmonellosis. In: Control of Communicable Diseases Manual. 21st ed. APHA Press; 2022 4. Johnson LR, Gould LH, Dunn JR, et al.Salmonellainfections associated with international travel: A Foodborne Diseases Active Surveillance Network (FoodNet) study. Foodborne Pathog Dis. 2011;8(9):1031-1037 | The fecal specimen is inoculated onto hektoen enteric agar, a selective and differential agar designed to recoverSalmonellaspecies, and the enrichment broth, selenite F. After incubation, suspectSalmonellacolonies are identified using one or a combination of the following techniques: matrix-assisted laser desorption/ionization time of flight (MALDI-TOF) mass spectrometry, conventional biochemical tests, carbon source utilization, serologic methods, and/or nucleic acid sequencing of the 16S ribosomal RNA gene. Isolates are reported asSalmonellaspecies, not serovars Paratyphi A/Typhi,Salmonella entericasubspeciesentericaserovar Typhi, orSalmonella entericasubspeciesentericaserovar Paratyphi A.(Pillai DR: Fecal culture for aerobic pathogens of gastroenteritis. In: Leber AL, Church DL, eds. Clinical Microbiology Procedures Handbook. 4th ed.ASM Press; 2016: Section 3.8.1) | 3 to 5 days | 7 days | This test has been cleared, approved, or is exempt by the US Food and Drug Administration and is used per manufacturer's instructions. Performance characteristics were verified by Mayo Clinic in a manner consistent with CLIA requirements. | 87046-Salmonella Culture, Stool-with isolation and preliminary examination87077-Bacteria Identification (if appropriate)87153-Aerobe Ident by Sequencing (if appropriate)87077-Additional Identification Procedure (if appropriate)87147 x 1-3-Serologic Agglut Method 1 Ident (if appropriate)87077-Ident by MALDI-TOF mass spec (if appropriate) | Salmonella Culture, F | 20955-1 | SALMC | Salmonella Culture, F | In Process
HEXBZ | Sandhoff Disease, HEXB Gene, Full Gene Analysis, Varies | Follow up for abnormal biochemical results suggestive of Sandhoff disease Establishing a molecular diagnosis for patients with Sandhoff disease Identifying variants within genes known to be associated with Sandhoff disease, allowing for predictive testing of at-risk family members | Sequence Capture and Targeted Next-Generation Sequencing followed by Polymerase Chain Reaction (PCR) and Sanger Sequencing | Yes | HEXB Gene, Full Gene Analysis | For skin biopsy or cultured fibroblast specimens, fibroblast culture testing will be performed at an additional charge. If viable cells are not obtained, the client will be notified. | Patient Preparation:A previous bone marrow transplant from an allogenic donor will interfere with testing. For instructions for testing patients who have received a bone marrow transplant, call 800-533-1710. Submit only 1 of the following specimens: Specimen Type:Whole blood Container/Tube:Lavender top (EDTA) or yellow top (ACD) Specimen Volume:3 mL Collection Instructions: 1. Invert several times to mix blood. 2. Send whole blood specimen in original tube.Do not aliquot. Specimen Stability Information:Ambient (preferred) 4 days/Refrigerated 14 days Specimen Type: Skin biopsy Supplies: Fibroblast Biopsy Transport Media (T115) Container/Tube: Sterile container with any standard cell culture media (eg, minimal essential media, RPMI 1640). The solution should be supplemented with 1% penicillin and streptomycin. Specimen Volume: 4-mm punch Specimen Stability Information: Refrigerated (preferred)/Ambient Additional Information:A separate culture charge will be assessed under CULFB / Fibroblast Culture for Biochemical or Molecular Testing. An additional 3 to 4 weeks is required to culture fibroblasts before genetic testing can occur. SpecimenType: Cultured fibroblast Container/Tube: T-25 flask SpecimenVolume: 2 Flasks CollectionInstructions: Submit confluent cultured fibroblast cells from a skin biopsy from another laboratory. Cultured cells from a prenatal specimen will not be accepted. Specimen Stability Information: Ambient (preferred)/Refrigerated (<24 hours) Additional Information:A separate culture charge will be assessed under CULFB / Fibroblast Culture for Biochemical or Molecular Testing. An additional 3 to 4 weeks is required to culture fibroblasts before genetic testing can occur. Specimen Type: Blood spot Supplies:Card-Blood Spot Collection (Filter Paper) (T493) Container/Tube: Preferred: Collection card (Whatman Protein Saver 903 Paper) Acceptable: PerkinElmer 226 (formerly Ahlstrom 226) filter paper or blood spot collection card Specimen Volume: 5 Blood spots Collection Instructions: 1. An alternative blood collection option for a patient older than 1 year is a fingerstick. For detailed instructions, seeHow to Collect Dried Blood Spot Samples. 2. Let blood dry on the filter paper at ambient temperature in a horizontal position for a minimum of 3 hours. 3. Do not expose specimen to heat or direct sunlight. 4. Do not stack wet specimens. 5. Keep specimen dry. Specimen Stability Information:Ambient (preferred)/Refrigerated Additional Information: 1. Due to lower concentration of DNA yielded from blood spot, it is possible that additional specimen may be required to complete testing. 2. For collection instructions, seeBlood Spot Collection Instructions 3. For collection instructions in Spanish, seeBlood Spot Collection Card-Spanish Instructions(T777) 4. For collection instructions in Chinese, seeBlood Spot Collection Card-Chinese Instructions(T800) Specimen Type:Saliva Patient Preparation:Patient should not eat, drink, smoke, or chew gum 30 minutes prior to collection. Supplies:Saliva Swab Collection Kit (T786) Specimen Volume:1 Swab Collection Instructions:Collect and send specimen per kit instructions. Specimen Stability Information:Ambient 30 days Additional Information:Due to lower concentration of DNA yielded from saliva, it is possible that additional specimen may be required to complete testing. | See Specimen Required | Sandhoff disease is an autosomal recessive lysosomal storage disorder resulting from deficiencies of hexosaminidase A and hexosaminidase B isoenzymes caused by autosomal recessive disease-causing variants inHEXB. These isoenzymes are dimers, which differ in their subunit composition. Hexosaminidase A is a heterodimer comprised of 1 alpha and 1 beta subunit (alpha-beta), while hexosaminidase B is a homodimer consisting of 2 beta subunits (beta-beta).HEXBgene alterations impact the levels of both hexosaminidase A and hexosaminidase B enzymes and result in defective lysosomal degradation and excessive accumulation of GM2 ganglioside. This causes the clinical symptomology observed in Sandhoff disease. Variability is observed with respect to age of onset and clinical symptoms. The acute infantile form typically presents with progressive motor deterioration beginning at 3 to 6 months of age. Patients exhibit weakness, hypotonia, and decreasing attentiveness. Motor skills learned previously, such as crawling or sitting alone, are nearly always lost by 1 year of age. Other symptoms include rapid diminishing of vision, seizures, macrocephaly due to cerebral gliosis, and the characteristic cherry-red spot in the retina. Affected individuals typically do not survive past age 5 years. The juvenile or subacute form of Sandhoff disease often presents between 2 and 10 years of age with ataxia and clumsiness. Patients develop difficulties with speech and cognition. Neurologic features progressively worsen, and death typically occurs 2 to 4 years later. Disease progression is slower in patients with chronic or adult-onset Sandhoff disease. Early signs and symptoms may be subtle and nonspecific, involving muscle and/or neurologic findings, often resulting in initial misdiagnoses. Affected individuals may exhibit abnormalities of gait and posture, spasticity, dysarthria (loss of speech), and progressive muscle wasting and weakness. Cognitive impairment, dementia, or psychiatric findings are observed in some patients. Significant clinical variability exists both between and within families. Hexosaminidase A and total enzyme activity testing in serum (NAGS / Hexosaminidase A and Total Hexosaminidase, Serum) or leukocytes (NAGW / Hexosaminidase A and Total Hexosaminidase, Leukocytes) is the recommended first-tier test for individuals with suspected Sandhoff disease. Affected individuals exhibit very low total hexosaminidase with a disproportionately high percent hexosaminidase A due to alpha subunit homodimer formation. Carriers of Sandhoff disease are asymptomatic but have intermediate levels of total hexosaminidase with high percent hexosaminidase A in serum and leukocytes. However, not all individuals with this pattern are true carriers of Sandhoff disease, and follow-up molecular testing is recommended. In addition, molecular analysis allows for the facilitation of prenatal diagnosis for at-risk pregnancies. | An interpretive report will be provided. | All detected alterations are evaluated according to American College of Medical Genetics and Genomics recommendations.(1) Variants are classified based on known, predicted, or possible pathogenicity and reported with interpretive comments detailing their potential or known significance. | Clinical Correlations: Test results should be interpreted in the context of clinical findings, family history, and other laboratory data. Misinterpretation of results may occur if the information provided is inaccurate or incomplete. If testing was performed because of a clinically significant family history, it is often useful to first test an affected family member. Detection of at least one reportable variant in an affected family member would allow for more informative testing of at-risk individuals. To discuss the availability of additional testing options or for assistance in the interpretation of these results, contact the Mayo Clinic Laboratories genetic counselors at 800-533-1710. Technical Limitations Next-generation sequencing may not detect all types of genomic variants. In rare cases, false-negative or false-positive results may occur. The depth of coverage may be variable for some target regions; assay performance below the minimum acceptable criteria or for failed regions will be noted. Given these limitations, negative results do not rule out the diagnosis of a genetic disorder. If a specific clinical disorder is suspected, evaluation by alternative methods can be considered. There may be regions of genes that cannot be effectively evaluated by sequencing or deletion and duplication analysis as a result of technical limitations of the assay, including regions of homology, high guanine-cytosine (GC) content, and repetitive sequences. Confirmation of select reportable variants will be performed by alternate methodologies based on internal laboratory criteria. This test is validated to detect 95% of deletions up to 75 base pairs (bp) and insertions up to 47 bp.Deletions-insertions (delins)of 40 or more bp, including mobile element insertions, may be less reliably detected than smallerdelins. Deletion/Duplication Analysis: This analysis targets single and multi-exon deletions/duplications; however, in some instances single exon resolution cannot be achieved due to isolated reduction in sequence coverage or inherent genomic complexity. Balanced structural rearrangements (such as translocations and inversions) may not be detected. This test is not designed to detect low levels of mosaicism or to differentiate between somatic and germline variants. If there is a possibility that any detected variant is somatic, additional testing may be necessary to clarify the significance of results. For detailed information regarding gene specific performance and technical limitations, see Method Description or contact a laboratory genetic counselor. If the patient has had an allogeneic hematopoietic stem cell transplant or a recent heterologous blood transfusion, results may be inaccurate due to the presence of donor DNA. Call Mayo Clinic Laboratories for instructions for testing patients who have received a bone marrow transplant. Reclassification of Variants: Currently, it is not standard practice for the laboratory to systematically review previously classified variants on a regular basis. The laboratory encourages healthcare providers to contact the laboratory at any time to learn how the classification of a particular variant may have changed over time. Due to broadening genetic knowledge, it is possible that the laboratory may discover new information of relevance to the patient. Should that occur, the laboratory may issue an amended report. Variant Evaluation: Evaluation and categorization of variants is performed using published American College of Medical Genetics and Genomics and the Association for Molecular Pathology recommendations as a guideline.(1) Other gene-specific guidelines may also be considered. Variants are classified based on known, predicted, or possible pathogenicity and reported with interpretive comments detailing their potential or known significance. Variants classified as benign or likely benign are not reported. Multiple in silico evaluation tools may be used to assist in the interpretation of these results. The accuracy of predictions made by in silico evaluation tools is highly dependent upon the data available for a given gene, and periodic updates to these tools may cause predictions to change over time. Results from in silico evaluation tools should be interpreted with caution and professional clinical judgment. Rarely, incidental or secondary findings may implicate another predisposition or presence of active disease. These findings will be carefully reviewed to determine whether they will be reported. | 1. Richards S, Aziz N, Bale S, et al. Standards and guidelines for the interpretation of sequence variants: a joint consensus recommendation of the American College of Medical Genetics and Genomics and the Association for Molecular Pathology. Genet Med. 2015;17(5):405-424 2. Gravel RA, Kaback MM, Proia RL, Sandhoff K, Suzuki K, Suzuki K. The GM2 Gangliosidoses. In: Valle D, Antonarakis S, Ballabio A, Beaudet A, Mitchell GA. eds. The Online Metabolic and Molecular Bases of Inherited Disease. McGraw-Hill; 2019. Accessed March 8, 2024. Available at http://ommbid.mhmedical.com/content.aspx?bookid=2709&sectionid=225547784 3. Delnooz CCS, Lefeber DJ, Langemeijer SMC, et al. New cases of adult-onset Sandhoff disease with a cerebellar or lower motor neuron phenotype. J Neurol Neurosurg Psychiatry. 2010;81(9):968-972 4. Scarpelli M, Tomelleri G, Bertolasi L, Salviati A. Natural history of motor neuron disease in adult onset GM2-gangliosidosis: A case report with 25 years of follow-up. Mol Genet Metab Rep. 2014;1:269-272 | Next-generation sequencing (NGS) and Sanger sequencing are performed to test for the presence of variants in coding regions and intron/exon boundaries ofHEXB, as well as some other regions that have known disease-causing variants. The human genome reference GRCh37/hg19 build was used for sequence read alignment. At least 99% of the bases are covered at a read depth over 30X. Sensitivity is estimated to be over 99% for single nucleotide variants, over 94% for deletions/insertions (delins) less than 40 base pairs (bp), and over 95% for deletions up to 75 bp and insertions up to 47 bp. NGS and/or a polymerase chain reaction based quantitative method is performed to test for the presence of deletions and duplications in the gene analyzed. There may be regions ofHEXBthat cannot be effectively evaluated by sequencing or deletion and duplication analysis as a result of technical limitations of the assay, including regions of homology, high guanine-cytosine (GC) content, and repetitive sequences. Confirmation of select reportable variants may be performed by alternate methodologies based on internal laboratory criteria.(Unpublished Mayo method) | 21 to 28 days | Whole blood: 2 weeks (if available); Extracted DNA: 3 months; Blood spots/Saliva:1 month | This test was developed and its performance characteristics determined by Mayo Clinic in a manner consistent with CLIA requirements. It has not been cleared or approved by the US Food and Drug Administration. | 8147988233-Tissue culture, skin, solid tissue biopsy (if appropriate)88240-Cryopreservation (if appropriate) | HEXB Gene, Full Gene Analysis | 76029-8 | 608727 | Released By | 18771-6
SARCP | Sarcoma Targeted Gene Fusion/Rearrangement Panel, Next-Generation Sequencing, Tumor | Diagnosing specific soft tissue and bone tumors (sarcoma) based on the observed gene fusions (eg,PAX3/FOXO1gene fusion observed in alveolar rhabdomyosarcoma,EWSR1-FLI1gene fusion for Ewing sarcoma,SS18-SSX1/2genefusion for synovial sarcoma) | Polymerase Chain Reaction (PCR)-based Next-Generation Sequencing (NGS) | Yes | Sarcoma Targeted Gene Fusion Panel | When this test is ordered, slide review will always be performed at an additional charge. | This assay requires at least 10% tumor nuclei. -Preferred amount of tumor area with sufficient percent tumor nuclei: tissue 144 mm(2) -Minimum amount of tumor area: tissue 36 mm(2) -These amounts are cumulative over up to 10 unstained slides and must have adequate percent tumor nuclei. -Tissue fixation: 10% neutral buffered formalin, not decalcified -For specimen preparation guidance, seeTissue Requirement for Solid Tumor Next-Generation Sequencing. In this document, the sizes are given as 4 mm x 4 mm x 10 slides as preferred: approximate/equivalent to 144 mm(2) and the minimum as 3 mm x 1 mm x 10 slides: approximate/equivalent to 36 mm(2). Preferred: Specimen Type:Formalin-fixed, paraffin-embedded (FFPE) tissue Container/Tube:Tissue block Collection Instructions:Submit a formalin-fixed, paraffin-embedded tissue block. Acceptable: Specimen Type:FFPE Tissue Slides:1 Stained and 10 unstained Collection Instructions:Submit 1 slide stained with hematoxylin and eosin and 10 unstained, nonbaked slides with 5-micron thick sections of the tumor tissue. Specimen Type:Cytology slide (direct smears or ThinPrep) Slide:1 to 3 slides Collection Instructions:Submit 1 to 3 slides stained and coverslipped with a preferred total of 5000 nucleated cells or a minimum of at least 3000 nucleated cells. Note: Glass coverslips are preferred; plastic coverslips are acceptable but will result in longer turnaround times. Additional Information:Cytology slides will not be returned. | See Specimen Required | Molecular analysis of biomarkers is increasingly being utilized in oncology practices to support and guide patient diagnosis, prognosis, and therapeutic management. Chromosomal translocations, interstitial deletions, and inversions that lead to gene fusions are common in various sarcomas, such as Ewing sarcoma and rhabdomyosarcoma. This next-generation sequencing assay is used to detect specific gene fusions to assist in the diagnosis of sarcomas. See Method Description for details regarding the targeted gene regions identified by this test. | An interpretive report will be provided. | The interpretation of molecular biomarker analysis includes an overview of the results and the associated diagnostic, prognostic, and therapeutic implications. | This assay is not validated for the detection of point variations, deletions-insertions, copy number alterations, or gene expression. This assay may detect gene fusions that are present at the RNA level, but not the DNA level, that result from cis splicing of adjacent genes or trans-splicing.(1) This panel can detect in-frame and out-of-frame fusions. There may be lower sensitivity in detecting out-of-frame fusions such as exon-intron, intron-intron, or big insertions. This assay will only detect fusions involving at least one gene in the defined genes of interest list. This assay will only detect fusions involving gene transcripts that have been defined in UCSC Genome Browser (March 2012 version) available from Illumina's iGenomes Project.(2) Reliable results are dependent on adequate specimen collection and processing. This test has been validated on cytology slides and formalin-fixed, paraffin-embedded tissues; other types of fixatives are discouraged. Improper treatment of tissues, such as decalcification, may cause polymerase chain reaction failure. A negative result does not rule out the presence of a gene fusion that may be present but below the limits of detection of this assay (tumor cells comprise <10% of the cell population; targeted fusion read coverage with <10 unique fusion molecules in a sample). The limit of detection of this assay for specific gene fusions is dependent on several variables, including decreased sensitivity with decreased tumor percentage and decreased sensitivity with decreased level of expression of the gene fusion. RNA is particularly labile and degrades quickly. Rapid preservation of the tumor sample after collection reduces the likelihood of degradation. Still, there can be biological factors, such as tumor necrosis, which interfere with obtaining a high-quality RNA specimen despite rapid preservation. The presence or absence of a fusion may not be predictive of response to therapy or prognosis in all patients. Fusions of uncertain significance may be identified. | 1. Jia Y, Xie Z, Li H. Intergenically spliced chimeric RNAs in cancer. Trends Cancer. 2016;2(9):475-484. doi:10.1016/j.trecan.2016.07.006 2.Jo VY, Fletcher CD.WHO classification of soft tissue tumours: an update based on the 2013 (fourth) edition. Pathology. 2014;46(2):95-104. doi:10.1097/PAT.0000000000000050 3. Fletcher CD. The evolving classification of soft tissue tumours - an update based on the new 2013 WHO classification. Histopathology. 2014;64(1):2-11. doi:10.1111/his.12267 4. Quesada J, Amato R. The molecular biology of soft-tissue sarcomas and current trends in therapy.Sarcoma. 2012;2012(3):849456.doi:10.1155/2012/849456 5. Podnar J,Deiderick H, Huerta G, Hunicke-Smith S. Next-generation sequencing RNA-seq library construction. Curr Protoc Mol Biol.2014;106:4.21.1-4.21.19 6. Mertens F, Tayebwa J.Evolving techniques for gene fusion detection in soft tissue tumours. Histopathology. 2014;64(1):151-162. doi:10.1111/his.12272 7. AI-Zaid T, Wang WL, Somaiah N, Lazar AJ. Molecular profiling of sarcomas: new vistas for precision medicine. Virchows Arch. 2017;471(2):243-255 8. Gao Q, Liang WW, Foltz SM, et al.Driver fusions and their implications in the development and treatment of human cancers. Cell Rep. 2018;23(1):227-238. doi:10.1016/j.celrep.2018.03.050 9. Lam SW, Cleton-Jansen AM, Cleven AHG, et al. Molecular analysis of gene fusions in bone and soft tissue tumors by anchored multiplex PCR-based targeted next-generation sequencing. J Mol Diagn. 2018 Sep;20(5):653-663. doi:10.1016/j.jmoldx.2018.05.007 10. Roy A, Kumar V, Zorman B, et al. Recurrent internal tandem duplications of BCOR in clear cell sarcoma of the kidney. Nat Commun. 2015;6:8891. doi:10.1038/ncomms9891 11. Marino-Enriquez A, Lauria A, Przybyl J, et al. BCOR Internal tandem duplication in high-grade uterine sarcomas. Am J Surg Pathol. 2018;42(3):335-341. doi:10.1097/PAS.0000000000000993 | RNA-based next-generation sequencing is performed to test for the presence of rearrangements involving targeted regions of 138 fusion genes. SeeSarcoma Targeted Gene Fusion PanelandCommonBCORTandem Duplicationsfor details regarding the targeted gene regions identified by this test.(Unpublished Mayo method) | 10 to 14 days | FFPE tissue block: Unused portions of FPPE blocks will be returned; Unused, unstained slides: 5 years; Stained slides: Indefinitely | This test was developed and its performance characteristics determined by Mayo Clinic in a manner consistent with CLIA requirements. It has not been cleared or approved by the US Food and Drug Administration. | 8145688381 | Sarcoma Targeted Gene Fusion Panel | 95124-4 | 606438 | Released By | 18771-6
SARD | Sardine (Pilchard), IgE, Serum | Establishing a diagnosis of an allergy to sardine (pilchard) Defining the allergen responsible for eliciting signs and symptoms Identifying allergens: -Responsible for allergic response and/or anaphylactic episode -To confirm sensitization prior to beginning immunotherapy -To investigate the specificity of allergic reactions to insect venom allergens, drugs, or chemical allergens | Fluorescence Enzyme Immunoassay (FEIA) | Yes | Sardine (Pilchard), IgE | Serum | Collection Container/Tube: Preferred:Serum gel Acceptable:Red top Submission Container/Tube:Plastic vial Specimen Volume:0.5 mL for every 5 allergens requested Collection Instructions:Centrifuge and aliquot serum into a plastic vial. | For 1 allergen: 0.3 mL For more than 1 allergen: (0.05 mL x number of allergens) + 0.25 mL deadspace | Clinical manifestations of immediate hypersensitivity (allergic) diseases are caused by the release of proinflammatory mediators (histamine, leukotrienes, and prostaglandins) from IgE-sensitized effector cells (mast cells and basophils) when cell-bound IgE antibodies interact with an allergen. In vitro serum testing for IgE antibodies provides an indication of the immune response to allergens that may be associated with allergic disease. The allergens chosen for testing often depend upon the age of the patient, history of allergen exposure, season of the year, and clinical manifestations. In individuals predisposed to develop allergic disease, the sequence of sensitization and clinical manifestations proceed as follows: eczema and respiratory disease (rhinitis and bronchospasm) in infants and children less than 5 years due to food sensitivity (milk, egg, soy, and wheat proteins) followed by respiratory disease (rhinitis and asthma) in older children and adults due to sensitivity to inhalant allergens (dust mite, mold, and pollen inhalants). | Class,IgE kU/L,Interpretation, 0,<0.10,Negative, 0/1,0.10-0.34,Borderline/equivocal, 1,0.35-0.69,Equivocal, 2,0.70-3.49,Positive, 3,3.50-17.4,Positive, 4,17.5-49.9,Strongly positive, 5,50.0-99.9,Strongly positive, 6,> or =100,Strongly positive, | Detection of IgE antibodies in serum (class 1 or greater) indicates an increased likelihood of allergic disease as opposed to other etiologies and defines the allergens that may be responsible for eliciting signs and symptoms. The level of IgE antibodies in serum varies directly with the concentration of IgE antibodies expressed as a class score or kU/L. | Testing for IgE antibodies is not useful in patients previously treated with immunotherapy to determine if residual clinical sensitivity exists or in patients in whom the medical management does not depend upon identification of allergen specificity. Some individuals with clinically insignificant sensitivity to allergens may have measurable levels of IgE antibodies in serum, and test results must be interpreted in the clinical context. False-positive results for IgE antibodies may occur in patients with markedly elevated serum IgE (>2500 kU/L) due to nonspecific binding to allergen solid phases. | Homburger HA, Hamilton RG: Allergic diseases. In: McPherson RA, Pincus MR, eds. Henry's Clinical Diagnosis and Management by Laboratory Methods. 23rd ed. Elsevier; 2017:1057-1070 | Specific IgE from the patient's serum reacts with the allergen of interest, which is covalently coupled to an ImmunoCAP. After washing away nonspecific IgE, enzyme-labeled anti-IgE antibody is added to form a complex. After incubation, unbound anti-IgE is washed away, and the bound complex incubated with a developing agent. After stopping the reaction, the fluorescence of the eluate is measured. Fluorescence is proportional to the amount of specific IgE present in the patient's sample (ie, the higher the fluorescence value, the more IgE antibody is present).(Package insert: ImmunoCAP System Specific IgE FEIA. Phadia; Rev 06/2020) | Same day/1 to 3 days | 14 days | This test has been cleared, approved, or is exempt by the US Food and Drug Administration and is used per manufacturer's instructions. Performance characteristics were verified by Mayo Clinic in a manner consistent with CLIA requirements. | 86003 | Sardine (Pilchard), IgE | 30989-8 | SARD | Sardine (Pilchard), IgE | 30989-8
SATB2 | SATB2 Immunostain, Technical Component Only | Identification of colorectal carcinoma and rectal neuroendocrine tumors | Immunohistochemistry (IHC) | Yes | SATB2 IHC, Tech Only | For the initial technical component only immunohistochemical (IHC) stain performed, the appropriate bill-only test ID will be reflexed and charged (IHTOI). For each additional technical component only IHC stain performed, an additional bill-only test ID will be reflexed and charged (IHTOA). | Supplies:Immunostain Technical Only Envelope (T693) Specimen Type:Tissue Container/Tube:Immunostains Technical Only Envelope Preferred:2 Unstained positively charged glass slide (25- x 75- x 1-mm) per test ordered; sections 4-microns thick. Acceptable:Formalin-fixed, paraffin-embedded tissue block |  | Special AT-rich sequence binding protein 2 (SATB2) is a transcription factor that regulates gene expression through chromatin remodeling. SATB2, when used in combination with the marker Keratin 20, may identify more than 95% of colorectal carcinoma. It may also be used to differentiate rectal neuroendocrine tumors from other neuroendocrine tumors of the gastrointestinal tract. |  | This test does not include pathologist interpretation, only technical performance of the stain. If interpretation is required, order PATHC / Pathology Consultation for a full diagnostic evaluation or second opinion of the case. The positive and negative controls are verified as showing appropriate immunoreactivity. If a control tissue is not included on the slide, a scanned image of the relevant quality control tissue is available upon request; call 855-516-8404. Interpretation of this test should be performed in the context of the patient's clinical history and other diagnostic tests by a qualified pathologist. | Age of a cut paraffin section can affect immunoreactivity. Stability thresholds vary widely among published literature and are antigen dependent. Best practice is for paraffin sections to be cut within 6 weeks. | 1. Berg KB, Schaeffer DF. SATB2 as an immunohistochemical marker for colorectal adenocarcinoma, A concise review of benefits and pitfalls. Arch Pathol Lab Med. 2017;141(10):1428-1433 2. Davis JL, Horvai AE. Special AT-rich sequence-binding protein 2 (SATB2) expression is sensitive but may not be specific for osteosarcoma as compared with other high-grade primary bone sarcomas. Histopathology. 2016;69(1):84-90 3. Dragomir A, de Wit M, Johansson C, et al. The role of SATB2 as a diagnostic marker for tumors of colorectal origin. Am J Clin Pathol. 2014;141(5):630-638 4. Magnusson K, de Wit M, Brennan DJ, et al. SATB2 in combination with cytokeratin 20 identifies over 95% of all colorectal carcinoma. Am J Surg Pathol. 2011;35(7):937-948 5.Magaki S, Hojat SA, Wei B, So A, Yong WH. An introduction to the performance of immunohistochemistry. Methods Mol Biol. 2019;1897:289-298. doi:10.1007/978-1-4939-8935-5_25 | Immunohistochemistry on sections of paraffin-embedded tissue.(Unpublished Mayo method) | 1 to 3 days | Until staining is complete | This test has been cleared, approved, or is exempt by the US Food and Drug Administration and is used per manufacturer's instructions. Performance characteristics were verified by Mayo Clinic in a manner consistent with CLIA requirements. | 88342-TC, primary88341-TC, if additional IHC | SATB2 IHC, Tech Only | Order only;no result | 607601 | SATB2 IHC, Tech Only | Bill only; no result
C5B9 | SC5b-9 Level Terminal Complement Complex, Plasma |  | Enzyme-Linked Immunosorbent Assay (ELISA) | Yes | SC5b-9 Complement, P | Plasma Na Cit | Patient Preparation: 1. Fasting preferred. 2. Do not collect a specimen for the 48 hours following a plasma exchange. Collection Container/Tube:Light-blue top (3.2% sodium citrate) Submission Container/Tube:Plastic vial Specimen Volume:1.5 mL Collection Instructions: 1. Immediately after specimen collection, place the tube on wet ice. 2. Centrifuge between 1000-2000 x g for 10 minutes at 4 degreesC and aliquot plasma into plastic vial. 3. Freeze specimen within 30 minutes. | 0.5 mL | The complement system membrane attack complex (MAC) is formed by the C5b fragment along with C6, C7, C8 and several C9 molecules. This complex is recognized by multiple names, including MAC, terminal complement complex and C5b-9. Laboratory tests measure the amount of soluble C5b-9 (sC5b-9) complex. The formation of C5b-9 and sC5b-9 is a consequence of activation of the complement system by either the classical, lectin, or alternative pathways. Therefore, measurement of the sC5b-9 complex can be used as a surrogate marker of terminal complement activation via all complement pathways. Elevated concentrations of C5b-9 are associated with the development of transplant-associated thrombotic microangiopathy (TA-TMA), a complication of hematopoietic stem cell transplant.(1-3) Patients with higher sC5b-9 concentrations at baseline may require the use of higher doses of eculizumab to treat TA-TMA,(4)especially in children. Because of this association, measurement of sC5b-9 before transplant as part of a diagnostic evaluation and then repeat measurements during therapy have been proposed as tools to follow-up patients.(5) Importantly, while the elevation of sC5b-9 has shown very high sensitivity for TA-TMA, it has shown only a modest specificity, ranging from 40% to 50%, and the increased sC5b-9 may be found in other transplant complications as well as several other conditions where complement activation may occur: immune-complex disease, infection, atypical hemolytic uremic syndrome, C3 glomerulopathies, etc. A panel of complement tests, such as AHUSD /Atypical Hemolytic Uremic Syndrome Complement Panel, Serum and Plasma,may provide additional information on the extent of the complement activation, along with the information of which pathway is most dysregulated. | < or =250 ng/mL |  |  | 1. Qi J, Wang J, Chen J, Su J, et al: Plasma levels of complement activation fragments C3b and sC5b-9 significantly increased in patients with thrombotic microangiopathy after allogeneic stem cell transplantation. Ann Hematol. 2017 Nov;96(11):1849-1855 2. Horvath O, Kallay K, Csuka D, et al: Early increase in complement terminal pathway activation marker sC5b-9 Is predictive for the development of thrombotic microangiopathy after stem cell transplantation. Biol Blood Marrow Transplant. 2018 May;24(5):989-996 3. Mezo B, Horvath O, Sinkovits G, Veszeli N, Krivan G, Prohaszka Z: Validation of early increase in complement activation marker sC5b-9 as a predictive biomarker for the development of thrombotic microangiopathy after stem cell transplantation. Front Med (Lausanne). 2020 Oct 6;7:569291 4. Jodele S, Dandoy CE, Lane A, et al: Complement blockade for TA-TMA: lessons learned from a large pediatric cohort treated with eculizumab. Blood. 2020 Mar 26;135(13):1049-1057 5. Young JA, Pallas CR, Knovich MA: Transplant-associated thrombotic microangiopathy: theoretical considerations and a practical approach to an unrefined diagnosis. Bone Marrow Transplant. 2021 Aug;56(8):1805-1817 | Microtiter plates are coated with monoclonal antibody specific to the C9 ring of the soluble C5b-9 (sC5b-9) complex. Controls, standards, and patient samples are exposed to the plate. After washing the plate, a horseradish peroxidase-conjugated anti-sC5b-9 complex antibody is added followed by a substrate to initiate color change.(Package insert: MicroVue SC5b-9 Plus EIA Kit. Quidel Corporation; 0980EN02, 09/2021) | 3 to 5 days | 14 days | This test was developed and its performance characteristics determined by Mayo Clinic in a manner consistent with CLIA requirements. It has not been cleared or approved by the US Food and Drug Administration. | 86160 | SC5b-9 Complement, P | 93244-2 | 616921 | SC5b-9 Complement, P | 93244-2
SCLE | Scale, IgE, Serum | Establishing a diagnosis of an allergy to scale Defining the allergen responsible for eliciting signs and symptoms Identifying allergens: -Responsible for allergic response and/or anaphylactic episode -To confirm sensitization prior to beginning immunotherapy -To investigate the specificity of allergic reactions to insect venom allergens, drugs, or chemical allergens | Fluorescence Enzyme Immunoassay (FEIA) | Yes | Scale, IgE | Serum | Collection Container/Tube: Preferred:Serum gel Acceptable:Red top Submission Container/Tube:Plastic vial Specimen Volume:0.5 mL for every 5 allergens requested Collection Instructions:Centrifuge and aliquot serum into a plastic vial. | For 1 allergen: 0.3 mL For more than 1 allergen: (0.05 mL x number of allergens) + 0.25 mL deadspace | Clinical manifestations of immediate hypersensitivity (allergic) diseases are caused by the release of proinflammatory mediators (histamine, leukotrienes, and prostaglandins) from IgE-sensitized effector cells (mast cells and basophils) when cell-bound IgE antibodies interact with an allergen. In vitro serum testing for IgE antibodies provides an indication of the immune response to allergens that may be associated with allergic disease. The allergens chosen for testing often depend upon the age of the patient, history of allergen exposure, season of the year, and clinical manifestations. In individuals predisposed to develop allergic disease, the sequence of sensitization and clinical manifestations proceed as follows: eczema and respiratory disease (rhinitis and bronchospasm) in infants and children less than 5 years due to food sensitivity (milk, egg, soy, and wheat proteins) followed by respiratory disease (rhinitis and asthma) in older children and adults due to sensitivity to inhalant allergens (dust mite, mold, and pollen inhalants). | Class,IgE kU/L,Interpretation, 0,<0.10,Negative, 0/1,0.10-0.34,Borderline/equivocal, 1,0.35-0.69,Equivocal, 2,0.70-3.49,Positive, 3,3.50-17.4,Positive, 4,17.5-49.9,Strongly positive, 5,50.0-99.9,Strongly positive, 6,> or =100,Strongly positive, | Detection of IgE antibodies in serum (class 1 or greater) indicates an increased likelihood of allergic disease as opposed to other etiologies and defines the allergens that may be responsible for eliciting signs and symptoms. The level of IgE antibodies in serum varies directly with the concentration of IgE antibodies expressed as a class score or kU/L. | Testing for IgE antibodies is not useful in patients previously treated with immunotherapy to determine if residual clinical sensitivity exists or in patients in whom the medical management does not depend upon identification of allergen specificity. Some individuals with clinically insignificant sensitivity to allergens may have measurable levels of IgE antibodies in serum, and test results must be interpreted in the clinical context. False-positive results for IgE antibodies may occur in patients with markedly elevated serum IgE (>2500 kU/L) due to nonspecific binding to allergen solid phases. | Homburger HA, Hamilton RG: Allergic diseases. In: McPherson RA, Pincus MR, eds. Henry's Clinical Diagnosis and Management by Laboratory Methods. 23rd ed. Elsevier; 2017:1057-1070 | Specific IgE from the patient's serum reacts with the allergen of interest, which is covalently coupled to an ImmunoCAP. After washing away nonspecific IgE, enzyme-labeled anti-IgE antibody is added to form a complex. After incubation, unbound anti-IgE is washed away, and the bound complex incubated with a developing agent. After stopping the reaction, the fluorescence of the eluate is measured. Fluorescence is proportional to the amount of specific IgE present in the patient's sample (ie, the higher the fluorescence value, the more IgE antibody is present).(Package insert: ImmunoCAP System Specific IgE FEIA. Phadia; Rev 06/2020) | Same day/1 to 3 days | 14 days | This test has been cleared, approved, or is exempt by the US Food and Drug Administration and is used per manufacturer's instructions. Performance characteristics were verified by Mayo Clinic in a manner consistent with CLIA requirements. | 86003 | Scale, IgE | 6239-8 | SCLE | Scale, IgE | 6239-8
SCALS | Scallop, IgE, Serum | Establishing a diagnosis of an allergy to scallop Defining the allergen responsible for eliciting signs and symptoms Identifying allergens: -Responsible for allergic response and/or anaphylactic episode -To confirm sensitization prior to beginning immunotherapy -To investigate the specificity of allergic reactions to insect venom allergens, drugs, or chemical allergens | Fluorescence Enzyme Immunoassay (FEIA) | Yes | Scallop, IgE | Serum | Collection Container/Tube: Preferred:Serum gel Acceptable:Red top Submission Container/Tube:Plastic vial Specimen Volume:0.5 mL for every 5 allergens requested Collection Instructions:Centrifuge and aliquot serum into a plastic vial. | For 1 allergen: 0.3 mL For more than 1 allergen: (0.05 mL x number of allergens) + 0.25 mL deadspace | Clinical manifestations of immediate hypersensitivity (allergic) diseases are caused by the release of proinflammatory mediators (histamine, leukotrienes, and prostaglandins) from IgE-sensitized effector cells (mast cells and basophils) when cell-bound IgE antibodies interact with an allergen. In vitro serum testing for IgE antibodies provides an indication of the immune response to allergens that may be associated with allergic disease. The allergens chosen for testing often depend upon the age of the patient, history of allergen exposure, season of the year, and clinical manifestations. In individuals predisposed to develop allergic disease, the sequence of sensitization and clinical manifestations proceed as follows: eczema and respiratory disease (rhinitis and bronchospasm) in infants and children less than 5 years due to food sensitivity (milk, egg, soy, and wheat proteins) followed by respiratory disease (rhinitis and asthma) in older children and adults due to sensitivity to inhalant allergens (dust mite, mold, and pollen inhalants). | Class,IgE kU/L,Interpretation, 0,<0.10,Negative, 0/1,0.10-0.34,Borderline/equivocal, 1,0.35-0.69,Equivocal, 2,0.70-3.49,Positive, 3,3.50-17.4,Positive, 4,17.5-49.9,Strongly positive, 5,50.0-99.9,Strongly positive, 6,> or =100,Strongly positive, | Detection of IgE antibodies in serum (class 1 or greater) indicates an increased likelihood of allergic disease as opposed to other etiologies and defines the allergens that may be responsible for eliciting signs and symptoms. The level of IgE antibodies in serum varies directly with the concentration of IgE antibodies expressed as a class score or kU/L. | Testing for IgE antibodies is not useful in patients previously treated with immunotherapy to determine if residual clinical sensitivity exists or in patients in whom the medical management does not depend upon identification of allergen specificity. Some individuals with clinically insignificant sensitivity to allergens may have measurable levels of IgE antibodies in serum, and test results must be interpreted in the clinical context. False-positive results for IgE antibodies may occur in patients with markedly elevated serum IgE (>2500 kU/L) due to nonspecific binding to allergen solid phases. | Homburger HA, Hamilton RG: Allergic diseases. In: McPherson RA, Pincus MR, eds. Henry's Clinical Diagnosis and Management by Laboratory Methods. 23rd ed. Elsevier; 2017:1057-1070 | Specific IgE from the patient's serum reacts with the allergen of interest, which is covalently coupled to an ImmunoCAP. After washing away nonspecific IgE, enzyme-labeled anti-IgE antibody is added to form a complex. After incubation, unbound anti-IgE is washed away, and the bound complex incubated with a developing agent. After stopping the reaction, the fluorescence of the eluate is measured. Fluorescence is proportional to the amount of specific IgE present in the patient's sample (ie, the higher the fluorescence value, the more IgE antibody is present).(Package insert: ImmunoCAP System Specific IgE FEIA. Phadia; Rev 06/2020) | Same day/1 to 3 days | 14 days | This test has been cleared, approved, or is exempt by the US Food and Drug Administration and is used per manufacturer's instructions. Performance characteristics were verified by Mayo Clinic in a manner consistent with CLIA requirements. | 86003 | Scallop, IgE | 7691-9 | SCALS | Scallop, IgE | 7691-9
SHUR | Schistosoma Exam, Random, Urine | Aiding in the diagnosis of schistosomiasis infections involving the urinary tract | Microscopic | Yes | Schistosoma Exam, U | Urine | Supplies:Urine Tubes, 10 mL (T068) Collection Container/Tube:Clean, plastic urine collection container Submission Container/Tube:Plastic, 10-mL urine tube Specimen Volume:10 mL Collection Instructions: 1. Collect a random urine specimen. Preferred time of collection between the hours of 12 noon and 3 p.m. but not required. A 24-hour urine collection is also acceptable. 2. No preservative. | 5 mL | Schistosomiasis is an infection caused by several species of trematodes (flukes) in the genusSchistosoma. The adult worms ofSchistosoma haematobiuminhabit the venus plexus of the bladder and produce eggs that are typically passed in the urine. Peak egg excretion occurs between noon and 3 p.m. Identification of characteristic eggs in urine is diagnostic for infection with this organism. | Negative If positive, organism identified | A positive result indicates the presence ofSchistosomaspecies ova in urine. A negative result does not rule out the presence ofSchistosomaspecies since ova may be present at levels below the detection limits of this assay, or infection may not involve the urinary tract. | No significant cautionary statements | 1. Ash L, Orihel T: Atlas of Human Parasitology. 5th ed. American Society of Clinical Pathologists (ASCP) Press; 2007 2. Global Health, Division of Parasitic Diseases: Parasites- Schistosomiasis. Centers for Disease Control and Prevention. Reviewed Apri 11, 2018. Accessed August 28, 2023. Available at: www.cdc.gov/parasites/schistosomiasis/index.html 3. World Health Organization (WHO): Schistosomiasis (Bilharzia). WHO. Accessed August 28, 2023. Available at: www.who.int/health-topics/schistosomiasis#tab=tab_1 | Filter concentration of urine has been shown to increase recovery ofSchistosoma haematobiumeggs from urine. Ten milliliters of urine is passed through a membrane filter and the filter is examined under the microscope for the characteristic eggs.(Garcia L: Diagnostic Medical Parasitology.6th ed. ASM Press, 2016) | 1 to 4 days | Until reported | This test has been cleared, approved, or is exempt by the US Food and Drug Administration and is used per manufacturer's instructions. Performance characteristics were verified by Mayo Clinic in a manner consistent with CLIA requirements. | 8721087015 | Schistosoma Exam, U | 10715-1 | SHUR | Schistosoma Exam, U | 10715-1
BILHA | Schistosoma species Antibody, IgG, Serum | Detection of antibodies toSchistosomaspecies | Enzyme Immunoassay (EIA) | Yes | Schistosoma Ab, IgG, S | Serum | Supplies:Sarstedt Aliquot Tube, 5 mL (T914) Collection Container/Tube: Preferred:Serum gel Acceptable:Red top Submission Container/Tube:Plastic vial Specimen Volume:1 mL Collection Instructions:Centrifuge and aliquot serum into plastic vial. | 0.5 mL | Schistosomaspecies (class Trematoda) are flukes, characterized by their flat, leaf-like morphology as adults and use of gastropod mollusks (eg, snails) as an intermediate host. The schistosomes are also referred to as the "blood flukes" of which there are 5 species known to infect humans:Schistosoma mansoni, Schistosoma japonicum, Schistosoma haematobium, Schistosoma mekongi,andSchistosoma intercalatum. Among theseS mansoni, S japonicumandS haematobiumare most common. These species have a defined geographic distribution, withS mansonioccurring throughout sub-Saharan Africa, the Middle East, and islands in the Caribbean;S haematobiumfound in much of the African continent and the Middle East; andS japonicumlocalized to China, Indonesia, and the Philippines. Humans are definitive hosts for allSchistosomaspecies except forS japonicum, and infection begins with skin penetration of cercariae in contaminated water sources. The cercariae shed their bifurcated tails, becoming schistosomulae and migrate through the vascular system to the lungs, heart, and the portal venous system in the liver. There they mature to adults, pair off and migrate to the mesenteric venules of the bowel and rectum (S mansoni, S japonicum) or venus plexus of the bladder (S haematobium). Females will shed eggs, which are moved progressively towards the lumen of the intestine (S mansoni, S japonicum) and bladder (S haematobium) and are eliminated in the feces or urine, respectively. These eggs will hatch under ideal conditions, releasing miracidia, which penetrate specific snail (mollusk) intermediate hosts and develop into cercariae, continuing the life cycle. While many infections are asymptomatic, acute schistosomiasis (Katayama fever), due toS mansoniorS japonicum, may occur weeks after initial infection. Symptoms include fever, cough, abdominal pain, diarrhea, hepatosplenomegaly, and eosinophilia. Central nervous system infection is uncommon; however, cerebral granulomatous disease may be caused by migration ofSchistosomaeggs into the brain or spinal cord. Cystitis and ureteritis with hematuria are associated withS haematobiuminfection and can progress to bladder cancer. Diagnosis of schistosomiasis can be made by detection of eggs in fecal or urine samples as appropriate for each species. Antibody detection can be useful for patients who reside in nonendemic areas but have recently traveled to regions whereSchistosomaspecies are found and in whom eggs cannot be identified in fecal or urine examinations. | Negative | Negative: No IgG antibodies toSchistosomaspecies detected. Equivocal: Recommend follow-up testing in 10 to 14 days if clinically indicated. Positive: IgG antibody toSchistosomaspecies detected. Differentiation betweenSchistosomaspecies is not possible by this assay. Serologic cross-reactivity may occur in individuals with other helminth infections, includingEchinococcusorTaeniaspecies. | This assay is designed to specifically detect IgG-class antibodies toSchistosomamansoni, which are likely cross-reactive to otherSchistosomaspecies. Sensitivity for detection of antibodies to each of theSchistosomaspecies has not been evaluated for this assay. Patients may remain seropositive by this assay following appropriate treatment and clearance of the infection. Positive results should be confirmed with other laboratory findings (eg, ova and parasite examination), clinical symptoms, and suitable exposure history. | 1. Weerakoon KG, Gobert GN, Cai P, McManus DP. Advances in the diagnosis of human schistosomiasis. Clin Microbiol Rev. 2015;28(4):939-967 2. McManus DP, Dunne DW, Sacko M, Utzinger J, Vennervald BJ, Zhou XN. Schistosomiasis. Nat Rev Dis Primers. 2018;4(1):13 | The qualitative immunoenzymatic determination of IgG-class antibodies againstSchistosoma mansoniis based on the enzyme-linked immunosorbent assay (ELISA) technique. Microtiter strip wells are precoated withSchistosoma mansoniantigens to bind corresponding antibodies of the specimen. After washing the wells to remove all unbound sample material, horseradish peroxidase-labelled protein A conjugate is added. This conjugate binds to antigen-antibody complexes. The immune complex formed by the bound conjugate is visualized by adding tetramethylbenzidine substrate, which gives a blue reaction product. The intensity of this product is proportional to the amount ofSchistosoma-specific IgG antibodies in the specimen. Sulfuric acid is added to stop the reaction. This produces a yellow endpoint color. Absorbance at 450 nm is read using an ELISA microwell plate reader.(Package insert: NovaLisa Schistosoma mansoni, Gold Standard Diagnostics; V SCHG0410engl,dt,fr,it,es18082009-JH Rev 01) | Same day/1 to 5 days | 14 days | This test has been modified from the manufacturer's instructions. Its performance characteristics were determined by Mayo Clinic in a manner consistent with CLIA requirements. This test has not been cleared or approved by the US Food and Drug Administration. | 86682 | Schistosoma Ab, IgG, S | 33317-9 | BILHA | Schistosoma Ab, IgG, S | 33317-9
SCL70 | Scl 70 Antibodies, IgG, Serum | Evaluating patients with clinical features of systemic sclerosis and in the differential evaluation of individuals at-risk for connective tissue disease with Hep-2 substrate antinuclear antibody positive result, preferably using antinuclear antibodies Testing for Scl70 antibodies isnot usefulwho test negative for antinuclear antibody using Hep-2 substrate by IFA. | Multiplex Flow Immunoassay | Yes | Scl 70 Ab, IgG, S | For more information seeConnective Tissue Disease Cascade. | Supplies:Sarstedt Aliquot Tube, 5 mL (T914) Collection Container/Tube: Preferred:Serum gel Acceptable:Red top Submission Container/Tube:Plastic vial Specimen Volume:0.5 mL Collection Instructions:Centrifuge and aliquot serum into a plastic vial. | 0.4 mL | Scl 70 (DNA topoisomerase 1) is an enzyme localized in both the cytoplasm and the nucleoli of the interphase cell that is an autoantibody targetin patients with systemic sclerosis (SSc).(1,2) SSc is a complex autoimmune rheumatic disease of unknown etiology, characterized by widespread vasculopathy, fibrosis of the skin and internal organs, and immunologic derangements, including the production of diverse autoantibodies.(3-5)Antibody to Scl 70 is considered specific for SSc (also referred to as scleroderma) and together with anti-centromere and anti-RNA polymerase III autoantibodies is recommended for the diagnostic classification for disease by the American College of rheumatology/European League Against Rheumatism collaborative initiative.(3) Antibody to Scl 70 is typically associated with diffuse cutaneous SSc (dcSSc), a clinical subset of SSc which is characterized by disease severity including musculoskeletal and cardiac involvement, interstitial lung disease and poor survival outcomes.(4,5) In addition, Scl 70 antibody are more commonly found in African American patients with dcSSc compared to their Caucasian counterpart.(6,7) In general, the presence of Scl 70antibody is associated with a positive antinuclear antibody (ANA) when tested with the HEp-2 substrate using the indirect immunofluorescence assay (IFA).(1,2) ANA positivity with HEp-2 substrate IFA referred to as Scl-70 pattern is a composite of five cellular regions: nucleus, nucleolus and cytoplasm in interphase cells; nucleolar organizing region and chromosomes in mitotic cells.(2) Antibodies to Scl 70 were traditionally tested in clinical laboratories using immunodiffusion (ID), however, with increasing demands, methods for the detection and quantification of these autoantibodies have evolved to include diverse types of solid-phase immunoassays (SPAs) such as the line immunoblot, enzyme-linked immunosorbent assay, multiplex bead immunoassay, chemiluminescence immunoassay, and fluorescence enzyme immunoassay.(6-10) These SPAs have been reported to be less specific than the ID, especially in distinguishing SSc patients from those with other rheumatic diseases, though performance characteristics of individual assays may vary.(6-8). In a recent report, it was noted that discrepancy between anti-Scl-70 antibody assays can have relevant implications for clinical care and trial enrichment strategies for SSc patients with interstitial lung disease.(9) Data from routine clinical practice do suggest that at diagnosis, positive results for Scl 70 antibody using SPAs must be interpreted in the appropriate clinical context taking into consideration the presence of a positive ANA test using the HEp-2 substrate by IFA, and/or the level of anti-Scl 70 antibody level.(6-8, 10) Low levels of anti-Scl 70 antibodies have been reported in non-SSc patients including those with SLE.(6, 8, 10) In SLE patients, it remains to be determined if this points to a unique subset of individuals or the phenomenon is due to cross-reactivity with dsDNA antibody.(10) Based on this observation, testing for dsDNA antibody may provide additional diagnostic clues, especially in the absence of the ID assay.(10) For more information seeConnective Tissue Disease Cascade. | <1.0 U (negative) > or =1.0 U (positive) Reference values apply to all ages. | A positive test result for Scl 70 antibodies may be consistent with a diagnosis of systemic sclerosis in the appropriate clinical context. | Low positive Scl 70 antibody results should be interpreted with a high degree of suspicion. These can be seen in a number of inflammatory conditions as well as other connective tissue diseases, especially systemic lupus erythematosus. | 1. Dellavance A, Gallindo C, Soares MG, et al. Redefining the Scl-70 indirect immunofluorescence pattern: autoantibodies to DNA topoisomerase I yield a specific compound immunofluorescence pattern. Rheumatology(Oxford). 2009;48(6):632-637 2. Andrade LEC, Klotz W, Herold M, et al. International consensus on antinuclear antibody patterns: definition of the ac-29 pattern associated with antibodies to DNA topoisomerase I. Clin Chem Lab Med. 2018;56(10):1783-1788 3. van den Hoogen F, Khanna D, Fransen J, et al. 2013 classification criteria for systemic sclerosis: an American College of rheumatology/European League against rheumatism collaborative initiative. Ann Rheum Dis. 2013;72(11):1747-1755 4. Walker UA, Tyndall A, Czirják L,et al. Clinical risk assessment of organ manifestations in systemic sclerosis: a report from the EULAR Scleroderma Trials and Research group database. Ann Rheum Dis. 2007;66(6):754-763 5. Nihtyanova SI, Sari A, Harvey JC, et al. Using autoantibodies and cutaneous subset to develop outcome-based disease classification in systemic sclerosis. Arthritis Rheumatol. 2020;72(3):465-476 6.Nandiwada SL, Peterson LK, Mayes MD, et al. Ethnic differences in autoantibody diversity and hierarchy: More clues from a US cohort of patients with systemic sclerosis. J Rheumatol. 2016;43(10):1816-1824 7. Homer KL, Warren J, Karayev D, et al. Performance of anti-topoisomerase I antibody testing by multiple-bead, enzyme-linked immunosorbent assay and immunodiffusion in a university setting. J Clin Rheumatol. 2020;26(3):115-118 8. Lam BH, Assassi S, Charles J, et al. False positive anti-Topoisomerase I (Scl-70) antibody results in clinical practice: A case series from a scleroderma referral center. Semin Arthritis Rheum. 2022;56:152052 9. Jandali B, Salazar GA, Hudson M, et al. The Effect of anti-Scl-70 antibody determination method on its predictive significance for interstitial lung disease progression in systemic sclerosis. ACR Open Rheumatol. 2022;4(4):345-351 10. Mahler M, Silverman ED, Schulte-Pelkum J, Fritzler MJ. Anti-Scl-70 (topo-I) antibodies in SLE: Myth or reality? Autoimmun Rev. 2010 Sep;9(11):756-60. | Recombinant Scl 70 antigen is bound to polystyrene microspheres, which are impregnated with fluorescent dyes to create a unique fluorescent signature. Scl 70 antibodies, if present in diluted serum, bind to the Scl 70 antigen on the microspheres. The microspheres are washed to remove extraneous serum proteins. Phycoerythrin-conjugated antihuman IgG antibody is then added to detect IgG anti-Scl 70 bound to the microspheres. The microspheres are washed to remove unbound conjugate, and bound conjugate is detected by laser photometry. A primary laser reveals the fluorescent signature of each microsphere to distinguish it from microspheres that are labeled with other antigens, and a secondary laser reveals the level of PE fluorescence associated with each microsphere. Results are calculated by comparing median fluorescence response for Scl 70 microspheres to a 4-point calibration curve.(Package insert: Bioplex 2200 ANA Screen. Bio-Rad Laboratories; 02/2019) | 1 to 3 days | 14 days | This test has been cleared, approved, or is exempt by the US Food and Drug Administration and is used per manufacturer's instructions. Performance characteristics were verified by Mayo Clinic in a manner consistent with CLIA requirements. | 86235 | Scl 70 Ab, IgG, S | 47322-3 | SCL70 | Scl 70 Ab, IgG, S | 47322-3
FSCPR | Scleroderma Comprehensive Profile |  | RIPA Gel Radiography Immunofluorescence Antibody Enzyme-linked immunosorbent assay (ELISA) | Yes | Scleroderma Comp Profile | If Anti-Scl-70 Ab is >=20, Repeat Anti Scl-70 Is performed at an additional charge. If Anti-Nuclear Ab by IFA is positive, reflex test ANA Titer and Pattern is added at no additional charge. | Collection Container/Tube:10 mL Red Submission Container/Tube:Plastic vial Specimen Volume:3 mL Acceptable:SST Collection Instructions:Draw blood in a plain red-top tube(s), serum gel tube is acceptable. Spin down and send 3 mL of serum refrigerated in a plastic vial. | 1mL (volume doesnotallow for repeat testing) | Anti-U1 RNP Abs can be found in 2-14% of limited SSC and 5% of diffuse SSc. They are associated with isolated pulmonary arterial hypertension, arthritis and esophageal dysfunction. Anti-Th/To Abs are present in 2-6% of patients with limited SSc and are rarely found in diffuse SSc. They have specificity and are associated with isolated pulmonary arterial HTN, pulmonary fibrosis and renal crisis. Anti-U3 RNP (Fibrillarin) Abs are highly specific for diffuse SSc with a sensitivity of 4-10%. They are associated with isolated arterial hypertension, myositis, renal and cardiac manifestations of SSc. Anti-PM/SCL Abs are found in 25% of Scleroderma/myositis overlap, 10% of idiopathic inflammatory myopathy and 2% of Scleroderma cutaneous changes and ILD. Anti-RNA Polymerase III Abs are useful in the diagnosis of SSc and for the identification of patients at risk for developing renal crisis, progressive skin thickening and cancer. The prevalence of IgG RNAP III antibodies is 20-35% in diffuse SSC and 9% in limited SSc. | Anti-Nuclear Ab by IFA, Anti-U3 RNP(Fibrillarin), Anti-Th/To Ab: Reference Range: Negative Anti-Centromere Ab: Reference Range: <1:40 Anti-SCL-70 Ab: Reference Range: <20 Anti-RNA Polymerase III, Anti-U1RNP Ab, and Anti-PM/Scl-100 Ab: Reference Range: <20 Negative: <20 units Weak Positive: 20-39 units Moderate Positive: 40-80 units Strong Positive:>80 units |  |  |  |  | 14 to 25 days |  | This test was developed and its performance characteristics determined by LabCorp. It has not been cleared or approved by the Food and Drug Administration. | 860388351686235 x 586256 | Scleroderma Comp Profile | Not Provided | Z5791 | Anti-PM/Scl-100 Ab | Not Provided
FSCN4 | SCN4A (Myotonia) DNA Sequencing Test |  | Next Generation Sequencing | Yes | SCN4A (Myotonia) DNA Sequencing | Whole Blood EDTA | Draw blood in a lavender-top (EDTA) tube(s) and send 8 mL of whole blood. Ship Ambient. Note:Collection date and informed consent are required. | 6 mL |  | A final report will be attached in MayoAccess. |  |  |  |  | 21 to 35 days |  |  | 81406 | SCN4A (Myotonia) DNA Sequencing | Not Provided | FSCN4 | SCN4A (Myotonia) DNA Sequencing | Not Provided
SDHMP | SDH Genes Mutation Analysis, Next-Generation Sequencing, Tumor | Identifying specific mutations within theSDHA, SDHB, SDHC,andSDHDgenes to assist in tumor diagnosis/classification, including pheochromocytoma/paraganglioma, renal cell carcinoma, and pituitary adenoma | Sequence Capture Next-Generation Sequencing (NGS) | Yes | SDH Genes Mutation Analysis, Tumor | When this test is ordered, slide review will always be performed at an additional charge. | This assay requires at least 20% tumor nuclei. -Preferred amount of tumor area with sufficient percent tumor nuclei: tissue 216 mm(2) -Minimum amount of tumor area: tissue 36 mm(2) -These amounts are cumulative over up to 10 unstained slides and must have adequate percent tumor nuclei. -Tissue fixation: 10% neutral buffered formalin, not decalcified -For specimen preparation guidance, seeTissue Requirement for Solid Tumor Next-Generation Sequencing. In this document, the sizes are given as 4 mm x 4mm x 10 slides as preferred: approximate/equivalent to 144 mm(2) and the minimum as 3 mm x 1 mm x 10 slides: approximate/equivalent to 36 mm(2). Preferred: Specimen Type:Tissue block Collection Instructions: Submit a formalin-fixed, paraffin-embedded tissue block with acceptable amount of tumor tissue. Acceptable: Specimen Type:Tissue slide Slides: 1 Stained and 10 unstained Collection Instructions: Submit 1 slide stained with hematoxylin and eosin and 10 unstained, nonbaked slides with 5-micron thick sections of the tumor tissue. Note:The total amount of required tumor nuclei can be obtained by scraping up to 10 slides from the same block. Additional Information: Unused unstained slides will not be returned. Specimen Type:Cytology slide (direct smears or ThinPrep) Slides:1 to 3 Slides Collection Instructions:Submit 1 to 3 slides stained and coverslipped with a preferred total of 5000 nucleated cells or a minimum of at least 3000 nucleated cells. Note:Glass coverslips are preferred; plastic coverslips are acceptable but will result in longer turnaround times. Additional Information: Cytology slides will not be returned. | See Specimen Required | Disease-causing alterations of the succinate dehydrogenase complex genes (includingSDHA,SDHB,SDHC, andSDHD) have been implicated in multiple tumor types, including pheochromocytoma/paraganglioma, renal cell carcinoma, gastrointestinal stromal tumors, and pituitary adenoma. Germline alterations of the SDHgenes have been associated with hereditary pheochromocytoma/paraganglioma syndromes. The 5th edition of the World Health Organization classification of tumors recognizes succinate dehydrogenase-deficient renal cell carcinoma as a molecularly defined entity.(1) This assay, performed using formalin-fixed paraffin-embedded tissue or cytology material, is therefore helpful in documenting an underlying pathogenic alteration of the SDH genes and is diagnostically significant. Note that this assay does not distinguish between germline and somatic alterations or identify epigenetic alterations of interest (such asSDHCpromoter hypermethylation). | An interpretive report will be provided. | The interpretation of molecular biomarker analysis includes an overview of the results and the associated diagnostic, prognostic, and therapeutic implications. | This test cannot differentiate between somatic and germline alterations. Additional testing may be necessary to clarify the significance of results if there is a potential hereditary risk. DNA variants of uncertain significance may be identified. A negative result does not rule out the presence of a variant that may be present below the limits of detection of this assay.In a specimen with 20% or more tumor content, the analytical sensitivity of this assay for sequence reportable alterations is 5% mutant allele frequency with a minimum coverage of 500X. Point mutations and small deletion-insertion mutations will be detected in theSDHA, SDHB, SDHC,andSDHDgenes only. This test may detect single exon deletions but does not detect multi-exon deletions, duplications, epigenetic alterations (such as promoter hypermethylation), or genomic copy number variants. Variant allele frequency (VAF) is the percentage of sequencing reads supporting a specific variant divided by the total sequencing reads at that position. In somatic testing, VAF should be interpreted in the context of several factors, including, but not limited to, tumor purity/heterogeneity/copy number status (ploidy, gains/losses, loss of heterozygosity) and sequencing artifact/misalignment.(2,3) Rare alterations (ie, polymorphisms) may be present that could lead to false-negative or false-positive results. Test results should be interpreted in the context of clinical, tumor sampling, histopathological, and other laboratory data. If results obtained do not match other clinical or laboratory findings, contact the laboratory for discussion. Misinterpretation of results may occur if the information provided is inaccurate or incomplete. Reliable results are dependent on adequate specimen collection and processing. This test has been validated on cytology slides and formalin-fixed, paraffin-embedded tissues; other types of fixatives are discouraged. Improper treatment of tissues, such as decalcification, may cause polymerase chain reaction failure. | 1. WHO Classification of Tumours Editorial Board, eds. Urinary and male genital tumors. 5th ed. World Health Organization; 2022. WHO Classification of Tumours. Vol 8 2. Strom SP. Current practices and guidelines for clinical next-generation sequencing oncology testing. Cancer Biol Med. 2016;13(1):3-11. doi:10.28092/j.issn.2095-3941.2016.0004 3. Spurr L, Li M, Alomran N, et al. Systematic pan-cancer analysis of somatic allele frequency. Sci Rep. 2018;8(1):7735. Published 2018 May 16. doi:10.1038/s41598-018-25462-0 4. Trpkov K, Hes O, Williamson SR, et al. New developments in existing WHO entities and evolving molecular concepts: The Genitourinary Pathology Society (GUPS) update on renal neoplasia. Mod Pathol. 2021;34(7):1392-1424 5. Fuchs TL, Maclean F, Turchini J, et al. Expanding the clinicopathological spectrum of succinate dehydrogenase-deficient renal cell carcinoma with a focus on variant morphologies: a study of 62 new tumors in 59 patients. Mod Pathol. 2022;35(6):836-849 6. Gupta S, Swanson AA, Chen YB, et al. Incidence of succinate dehydrogenase and fumarate hydratase-deficient renal cell carcinoma based on immunohistochemical screening with SDHA/SDHB and FH/2SC. Hum Pathol. 2019;91:114-122 7. Carlo MI, Hakimi AA, Stewart GD, et al. Familial kidney cancer: Implications of new syndromes and molecular insights. Eur Urol. 2019;76(6):754-764 8. Gupta S, Erickson LA. Back to biochemistry: Evaluation for and prognostic significance of SDH mutations in paragangliomas and pheochromocytomas. Surg Pathol Clin. 2023;16(1):119-129 | Next-generation sequencing is performed to evaluate the presence of a mutation in most coding regions of theSDHA, SDHB, SDHC,andSDHDgenes. SeeTargetedGenesandMethodologyDetails for SDH Genes Mutation Analysisfor details regarding the targeted gene regions identified by this test.(Unpublished Mayo method) A pathology review and macro dissection to enrich for tumor cells is performed prior to slide scraping. | 12 to 20 days | FFPE tissue block: Unused portions of blocks will be returned 10 to 14 days after testing is complete; FFPE tissue/cytology slides: Unused slides are stored indefinitely; Digital images are obtained and stored for all slides used in testing. | This test was developed and its performance characteristics determined by Mayo Clinic in a manner consistent with CLIA requirements. It has not been cleared or approved by the US Food and Drug Administration. | 88381-Microdissection, manual8140481405 x28140681479 (if appropriate for government payers) | SDH Genes Mutation Analysis, Tumor | 105598-7 | 619720 | Released By | 18771-6
SDHB | SDHB Immunostain, Technical Component Only | Aids in the identification of succinate dehydrogenase B-deficient tumors | Immunohistochemistry (IHC) | Yes | SDHB IHC, Tech Only | For the initial technical component only immunohistochemical (IHC) stain performed, the appropriate bill-only test ID will be reflexed and charged (IHTOI). For each additional technical component only IHC stain performed, an additional bill-only test ID will be reflexed and charged (IHTOA). | Supplies:Immunostain Technical Only Envelope (T693) Specimen Type:Tissue Container/Tube:Immunostains Technical Only Envelope Preferred:2 Unstained positively charged glass slide (25- x 75- x 1-mm) per test ordered; sections 4-microns thick. Acceptable:Formalin-fixed, paraffin-embedded tissue block |  | Succinate dehydrogenase B (SDHB) protein is an integral part of the complex II oxidation/reduction pathway. Its function is to transfer electrons from succinate to coenzyme Q.De novoand inheritable mutations in this gene result in paragangliomas and pheochromocytomas. SDHB can be used to differentiate between type 1 (SDHB +) and type 2 (SDHB -) gastrointestinal stromal tumors (GIST). SDHB-deficient GIST do not respond to imatinib. The cellular localization for SDHB is cytoplasmic and staining is granular (localized to mitochondria). Endothelial cells often stain positive for SDHB and can be used as an internal control when testing GIST tumors. |  | This test does not include pathologist interpretation, only technical performance of the stain. If interpretation is required, order PATHC / Pathology Consultation for a full diagnostic evaluation or second opinion of the case. The positive and negative controls are verified as showing appropriate immunoreactivity. If a control tissue is not included on the slide, a scanned image of the relevant quality control tissue is available upon request; call 855-516-8404. Interpretation of this test should be performed in the context of the patient's clinical history and other diagnostic tests by a qualified pathologist. | Age of a cut paraffin section can affect immunoreactivity. Stability thresholds vary widely among published literature and are antigen dependent. Best practice is for paraffin sections to be cut within 6 weeks. | 1. Gill AJ, Benn DE, Chou A, et al. Immunohistochemistry for SDHB triages genetic testing of SDHB, SDHC, and SDHD in paraganglioma-pheochromocytoma syndromes. Hum Pathol. 2010;41(6):805-814 2. Zhang L, Smyrk TC, Young WF Jr, et al. Gastric stromal tumors in Carney triad are different clinically, pathologically, and behaviorally from sporadic gastric gastrointestinal stromal tumors: findings in 104 cases. Am J Surg Pathol. 2010;34(1):53-64 3. van Nederveen FH, Gaal J, Favier J, et al. An immunohistochemical procedure to detect patients with paraganglioma and phaeochromocytoma with germline SDHB, SDHC, or SDHD gene mutations: a retrospective and prospective analysis. Lancet Oncol. 2009;10(8):764-771 4.Magaki S, Hojat SA, Wei B, So A, Yong WH. An introduction to the performance of immunohistochemistry. Methods Mol Biol. 2019;1897:289-298. doi:10.1007/978-1-4939-8935-5_25 | Immunohistochemistry on sections of paraffin-embedded tissue.(Unpublished Mayo method) | 1 to 3 days | Until staining is complete. | This test has been cleared, approved, or is exempt by the US Food and Drug Administration and is used per manufacturer's instructions. Performance characteristics were verified by Mayo Clinic in a manner consistent with CLIA requirements. | 88342-TC, primary88341-TC, if additional IHC | SDHB IHC, Tech Only | Order only;no result | 70862 | SDHB IHC, Tech Only | Bill only; no result
SEAFP | Seafood Allergen Profile, Serum | Establishing a diagnosis of an allergy to seafood Defining the allergen responsible for eliciting signs and symptoms Identifying allergens: -Responsible for allergic response and/or anaphylactic episode -To confirm sensitization prior to beginning immunotherapy -To investigate the specificity of allergic reactions to insect venom allergens, drugs, or chemical allergens | Fluorescence Enzyme Immunoassay (FEIA) | Yes | Seafood Allergen Profile | Serum | Collection Container/Tube: Preferred:Serum gel Acceptable:Red top Submission Container/Tube:Plastic vial Specimen Volume:0.7 mL Collection Instructions:Centrifuge and aliquot serum into a plastic vial. | 0.5 mL | Clinical manifestations of immediate hypersensitivity (allergic) diseases are caused by the release of proinflammatory mediators (histamine, leukotrienes, and prostaglandins) from IgE-sensitized effector cells (mast cells and basophils) when cell-bound IgE antibodies interact with an allergen. In vitro serum testing for IgE antibodies provides an indication of the immune response to allergen that may be associated with allergic disease. The allergens chosen for testing often depend upon the age of the patient, history of allergen exposure, season of the year, and clinical manifestations. In individuals predisposed to develop allergic disease, the sequence of sensitization and clinical manifestations proceed as follows: eczema and respiratory disease (rhinitis and bronchospasm) in infants and children younger than 5 years of age due to food sensitivity (milk, egg, soy, and wheat proteins), followed by respiratory disease (rhinitis and asthma) in older children and adults due to sensitivity to inhalant allergens (dust mites, mold, and pollen inhalants). | Class,IgE kU/L,Interpretation, 0,<0.10,Negative, 0/1,0.10-0.34,Borderline/equivocal, 1,0.35-0.69,Equivocal, 2,0.70-3.49,Positive, 3,3.50-17.4,Positive, 4,17.5-49.9,Strongly positive, 5,50.0-99.9,Strongly positive, 6,> or =100,Strongly positive, | Detection of IgE antibodies in serum (class 1 or greater) indicates an increased likelihood of allergic disease as opposed to other etiologies and defines the allergens that may be responsible for eliciting signs and symptoms. The level of IgE antibodies in serum varies directly with the concentration of IgE antibodies expressed as a class score or kU/L. | Testing for IgE antibodies is not useful in patients previously treated with immunotherapy to determine if residual clinical sensitivity exists, or in patients in whom the medical management does not depend upon identification of allergen specificity. Some individuals with clinically insignificant sensitivity to allergens may have measurable levels of IgE antibodies in serum, and test results must be interpreted in the clinical context. False-positive results for IgE antibodies may occur in patients with markedly elevated serum IgE (>2500 kU/L) due to nonspecific binding to allergen solid phases. | Homburger HA, Hamilton RG: Allergic diseases. In: McPherson RA, Pincus MR, eds. Henry's Clinical Diagnosis and Management by Laboratory Methods. 23rd ed. Elsevier; 2017:1057-1070 | Specific IgE from the patient's serum reacts with the allergen of interest, which is covalently coupled to an ImmunoCAP. After washing away nonspecific IgE, enzyme-labeled anti-IgE antibody is added to form a complex. After incubation, unbound anti-IgE is washed away, and the bound complex incubated with a developing agent. After stopping the reaction, the fluorescence of the eluate is measured. Fluorescence is proportional to the amount of specific IgE present in the patient's sample (ie, the higher the fluorescence value, the more IgE antibody is present).(Package insert: ImmunoCAP System Specific IgE FEIA. Phadia; Rev 06/2020) | Same day/1 to 3 days | 14 days | This test has been cleared, approved, or is exempt by the US Food and Drug Administration and is used per manufacturer's instructions. Performance characteristics were verified by Mayo Clinic in a manner consistent with CLIA requirements. | 86003 x 5 | Seafood Allergen Profile | 49222-3 | TUNA | Tuna, IgE | 6270-3
SEAS | Seasonal Inhalants Allergen Profile, Serum | Establishing a diagnosis of an allergy to seasonal inhalants Defining the allergen responsible for eliciting signs and symptoms Identifying allergens: -Responsible for allergic response and/or anaphylactic episode -To confirm sensitization prior to beginning immunotherapy -To investigate the specificity of allergic reactions to insect venom allergens, drugs, or chemical allergens | Fluorescence Enzyme Immunoassay (FEIA) | Yes | Seasonal Inhalants Allergen Profile | Serum | Collection Container/Tube: Preferred:Serum gel Acceptable:Red top Submission Container/Tube:Plastic vial Specimen Volume:1 mL Collection Instructions:Centrifuge and aliquot serum into a plastic vial. | 0.75 mL | Clinical manifestations of immediate hypersensitivity (allergic) diseases are caused by the release of proinflammatory mediators (histamine, leukotrienes, and prostaglandins) from IgE-sensitized effector cells (mast cells and basophils) when cell-bound IgE antibodies interact with allergen. In vitro serum testing for IgE antibodies provides an indication of the immune response to allergens that may be associated with allergic disease. The allergens chosen for testing often depend upon the age of the patient, history of allergen exposure, season of the year, and clinical manifestations. In individuals predisposed to develop allergic disease, the sequence of sensitization and clinical manifestations proceed as follows: eczema and respiratory disease (rhinitis and bronchospasm) in infants and children younger than 5 years of age due to food sensitivity (milk, egg, soy, and wheat proteins), followed by respiratory disease (rhinitis and asthma) in older children and adults due to sensitivity to inhalant allergens (dust mites, mold, and pollen inhalants). | Class,IgE kU/L,Interpretation, 0,<0.10,Negative, 0/1,0.10-0.34,Borderline/equivocal, 1,0.35-0.69,Equivocal, 2,0.70-3.49,Positive, 3,3.50-17.4,Positive, 4,17.5-49.9,Strongly positive, 5,50.0-99.9,Strongly positive, 6,> or =100,Strongly positive, | Detection of IgE antibodies in serum (class 1 or greater) indicates an increased likelihood of allergic disease as opposed to other etiologies and defines the allergens that may be responsible for eliciting signs and symptoms. The level of IgE antibodies in serum varies directly with the concentration of IgE antibodies expressed as a class score or kU/L. | Testing for IgE antibodies is not useful in patients previously treated with immunotherapy to determine if residual clinical sensitivity exists, or in patients in whom the medical management does not depend upon identification of allergen specificity. Some individuals with clinically insignificant sensitivity to allergens may have measurable levels of IgE antibodies in serum, and test results must be interpreted in the clinical context. False-positive results for IgE antibodies may occur in patients with markedly elevated serum IgE (>2500 kU/L) due to nonspecific binding to allergen solid phases. | Homburger HA, Hamilton RG: Allergic diseases. In: McPherson RA, Pincus MR, eds. Henry's Clinical Diagnosis and Management by Laboratory Methods. 23rd ed. Elsevier; 2017:1057-1070 | Specific IgE from the patient's serum reacts with the allergen of interest, which is covalently coupled to an ImmunoCAP. After washing away nonspecific IgE, enzyme-labeled anti-IgE antibody is added to form a complex. After incubation, unbound anti-IgE is washed away, and the bound complex incubated with a developing agent. After stopping the reaction, the fluorescence of the eluate is measured. Fluorescence is proportional to the amount of specific IgE present in the patient's sample (ie, the higher the fluorescence value, the more IgE antibody is present).(Package insert: ImmunoCAP System Specific IgE FEIA. Phadia; Rev 06/2020) | Same day/1 to 3 days | 14 days | This test has been cleared, approved, or is exempt by the US Food and Drug Administration and is used per manufacturer's instructions. Performance characteristics were verified by Mayo Clinic in a manner consistent with CLIA requirements. | 86003 x 10 | Seasonal Inhalants Allergen Profile | 94593-1 | TIMG | Timothy Grass, IgE | 6265-3
SECOS | Secobarbital, Serum | Monitoring secobarbital therapy | Gas Chromatography Mass Spectrometry (GC-MS) | Yes | Secobarbital, S | Serum Red | Supplies:Sarstedt Aliquot Tube, 5 mL (T914) Collection Container/Tube:Red top (Serum gel/SST arenotacceptable) Submission Container/Tube: Plastic vial Specimen Volume:1.5 mL Collection Instructions: 1. Collect specimen immediately before next scheduled dose. 2. Centrifuge and aliquot serum into plastic vial within 2 hours of collection. | 0.6 mL | Secobarbital is a short-acting barbiturate with hypnotic properties used as a preanesthetic agent and in the short-term treatment of insomnia.(1,2) Secobarbital is administered orally. The duration of its hypnotic effect is about 3 to 4 hours. The drug distributes throughout the body, with a volume of distribution of 1.6 to 1.9 L/kg, and about 46% to 70% of a dose is bound to plasma proteins. Metabolism takes place in the liver primarily via hepatic microsomal enzymes. The half-life of secobarbital is about 15 to 40 hours (mean: 28 hours).(2,3) | Therapeutic concentration: 1.0-2.0 mcg/mL Toxic concentration: >5.0 mcg/mL | Secobarbital concentrations above 5 mcg/mL have been associated with toxicity. | The concentration at which toxicity occurs varies and results should be interpreted in light of the clinical situation. Specimens collected in serum gel tubes are not acceptable because the drug can absorb on the gel and lead to falsely decreased concentrations. | 1. Langman LJ, Bechtel LK, Holstege CP. Chapter 43: Clinical toxicology. In: Rifai N, Chiu RWK, Young I, Burnham C-AD, Wittwer CT, eds. Tietz Textbook of Laboratory Medicine. 7th ed. Elsevier; 2023:454-454.e484 2. Baselt RC. Disposition of Toxic Drugs and Chemical in Man. 12th ed. Biomedical Publications; 2020. 3. Milone MC, Shaw LM. Chapter 42: Therapeutic Drugs and Their Management. In: Rifai N, Chiu RWK, Young I, Burnham C-AD, Wittwer CT, eds. Tietz Textbook of Laboratory Medicine. 7th ed. Elsevier; 2023:420-453 4. Mihic SJ, Mayfield J. Hypnotics and Sedatives. In: Brunton LL, Knollmann BC, eds. In: Goodman and Gilman's: The Pharmacological Basis of Therapeutics, 14th ed. McGraw-Hill Education; 2023 | Barbiturates are extracted from serum using solid-phase extraction techniques. The serum is buffered and eluted with organic solvent. The organic phase is dried, reconstituted, and analysis performed by gas chromatography-mass spectrometry using selected ion monitoring. The assay utilizes deuterated barbiturates as internal standards.(Unpublished Mayo method) | 3 to 9 days | 2 weeks | This test was developed and its performance characteristics determined by Mayo Clinic in a manner consistent with CLIA requirements. It has not been cleared or approved by the US Food and Drug Administration. | 80299 | Secobarbital, S | 4028-7 | 8243 | Secobarbital, S | 4028-7
FSHPU | Sedative Hypnotic Panel, Urine |  | Immunoassay (IA) Gas Chromatography/Flame Ionization Detection (GC-FID) (if appropriate) Liquid Chromatography/Tandem Mass Spectrometry (LC/MS/MS) (if appropriate) Gas Chromatography/Mass Spectrometry (GC/MS) (if appropriate) | Yes | Sedative Hypnotic Panel, UR | If the Sedative Hypnotic Screen is positive, confirmation(s) will be added: | Collect 10 mL random urine without preservatives. Ship refrigerated in a plastic container. | 5 mL |  | The following threshold concentrations are used for this analysis. DrugScreening ThresholdConfirmation Threshold Ethyl Alcohol0.020 gm/dL0.020 gm/dL Barbiturates300 ng/mL100 ng/mL Benzodiazepines100 ng/mL75 ng/mL Flunitrazepam100 ng/mL300 ng/mL Ketamine: Negative Screening threshold: 100 ng/mL Gamma-Hydroxybutyric Acid (GHB): Negative Screening threshold: 5.0 ug/mL |  |  |  |  | 7 to 10 days |  |  | 80307 | Sedative Hypnotic Panel, UR | Not Provided | Z4142 | GHB | 29868-7
SEWB | Selenium, Blood | Assessment of tissue stores of selenium | Triple-Quadrupole Inductively Coupled Plasma Mass Spectrometry (ICP-MS) | Yes | Selenium, B | Whole blood | Patient Preparation:High concentrations of gadolinium and iodine are known to interfere with mostinductively coupled plasma mass spectrometry-based metal tests.If either gadolinium- or iodine-containing contrast media has been administered,a specimen should not be collected for at least 96 hours. Container/Tube:Royal blue top (EDTA) plastic trace element blood collection tube Specimen Volume:0.8 mL Collection Instructions: 1. SeeMetals Analysis Specimen Collection and Transportfor complete instructions. 2. Send whole blood specimen in original tube.Do not aliquot. | 0.3 mL | Selenium is a naturally occurring, solid substance that is widely but unevenly distributed in the earth's crust. Selenium and its compounds are used in some photographic devices, gun bluing, plastics, paints, antidandruff shampoos, vitamin and mineral supplements, fungicides, and certain types of glass. Selenium is also used to prepare drugs and as a nutritional feed supplement for poultry and livestock. It is an essential element for humans and animals. People are exposed to low levels of selenium daily through food, water, and air.Plasma and serum typically contain approximately 75% of the selenium measured in whole blood. Selenium whole blood concentrations can be used to assess tissue stores. For routine assessment of selenium deficiency or toxicity, the preferred test is selenium urine. | 0-17 years: Not established > or =18 years: 150-241 ng/mL | Ultimately, any metal ion concentration value needs to be interpreted in relation to the overall clinical scenario including symptoms, physical findings, and other diagnostic results when determining further actions. | No significant cautionary statements | 1. US Department of Health and Human Services: Toxicological profile for selenium. HHS: Agency for Toxic Substances and Disease Registry; 2003. Accessed February 09, 2024. Available at www.atsdr.cdc.gov/toxprofiles/tp92.pdf 2.Strathmann FG, Blum LM: Toxic elements. In: Rifai N, Chiu RWK, Young I, Burnham CD, Wittwer CT, eds. Tietz Textbook of Laboratory Medicine. 7th ed. Elsevier; 2023:chap 44 | The metal of interest is analyzed by inductively coupled plasma mass spectrometry.(Unpublished Mayo method) | 2 to 8 days | 14 days | This test was developed and its performance characteristics determined by Mayo Clinic in a manner consistent with CLIA requirements. It has not been cleared or approved by the US Food and Drug Administration. | 84255 | Selenium, B | 5722-4 | 65600 | Selenium, B | 5722-4
SES | Selenium, Serum | Monitoring selenium replacement therapy | Dynamic Reaction Cell-Inductively Coupled Plasma-Mass Spectrometry (DRC-ICP-MS) | Yes | Selenium, S | Serum | Patient Preparation:High concentrations of gadolinium, iodine, and barium are known to interfere with most metal tests. If gadolinium-, iodine, or barium-containing contrast media has been administered, the specimen should not be collected for at least 96 hours. Supplies: -Metal Free Specimen Vial (T173) -Metal Free B-D Tube (No Additive), 6 mL (T184) Collection Container/Tube:6-mL Plain, royal blue-top Vacutainer plastic trace element blood collection tube Submission Container/Tube:7-mL Metal-free, screw-capped, polypropylene vial Specimen Volume:0.8 mL Collection Instructions: 1. Allow the specimen to clot for 30 minutes; then centrifuge the specimen to separate serum from the cellular fraction. 2. Remove the stopper. Carefully pour specimen into a metal-free, polypropylene vial, avoid transferring the cellular components of blood.Do notinsert a pipette into the serum to accomplish transfer, anddo notream the specimen with a wooden stick to assist with serum transfer. 3. SeeMetals Analysis Specimen Collection and Transportfor complete instructions. | 0.2 mL | Selenium is an essential element. It is a cofactor required to maintain activity of glutathione peroxidase (GSH-Px), an enzyme that catalyzes the degradation of organic hydroperoxides. The absence of selenium correlates with loss of GSH-Px activity and is associated with damage to cell membranes due to accumulation of free radicals. The normal daily dietary intake of selenium is 0.01 to 0.04 parts per million (ppm), which is similar to the typical content of soil (0.05 ppm) and sea water (0.09 ppm). Selenium is found in many over-the-counter vitamin preparations because its antioxidant activity is thought to be anticarcinogenic. There is no supporting evidence that selenium suppresses cancer. In humans, cardiac muscle is the most susceptible to selenium deficiency. With cell membrane damage, normal cells are replaced by fibroblasts. This condition is known as cardiomyopathy and is characterized by an enlarged heart whose muscle is largely replaced by fibrous tissue. In the United States, selenium deficiency is related to use of total parenteral nutrition. This therapy is administered to patients with no functional bowel, such as after surgical removal of the small and large intestine because of cancer or because of acute inflammatory bowel disease such as Crohn disease. Selenium supplementation to raise the serum concentration to above 70 mcg/L is the usual treatment. Serum monitoring done on a semiannual basis checks the adequacy of supplementation. Selenium toxicity has been observed in animals when daily intake exceeds 4 ppm. Teratogenic effects are frequently noted in the offspring of animals living in regions where soil content is high in selenium such as south-central South Dakota and northern-coastal regions of California. Selenium toxicity in humans is not known to be a significant problem except in acute overdose cases. Selenium is not classified as a human teratogen. | 0-2 months: 45-90 mcg/L 3-6 months: 50-120 mcg/L 7-9 months: 60-120 mcg/L 10-12 months: 70-130 mcg/L 13 months-17 years: 70-150 mcg/L > or =18 years: 110-165 mcg/L | Selenium accumulates in biological tissue. The normal concentration in adult human blood serum is 110 to 165 mcg/L. Optimal selenium concentration is age dependent (see Reference Values); children require less circulating selenium than adults. In the state of selenium deficiency associated with loss of glutathione peroxidase activity, the serum concentration is usually below 40 mcg/L. | Selenium is quite volatile; therefore, careful specimen collection is necessary to ensure accurate results. Severe selenium deficiency may contribute to cardiomyopathy. | 1. Muntau AC, Streiter M, Kappler M, et al. Age-related reference values for serum selenium concentrations in infants and children. Clin Chem. 2002;48(3):555-560 2. Gonzalez S, Huerta JM, Fernandez S, Patterson EM, Lasheras C. Food intake and serum selenium concentration in elderly people. Ann Nutr Metab. 2006;50(2):126-131 3. Skelton JA, Havens PL, Werlin SL. Nutrient deficiencies in tube-fed children. Clin Pediatr. 2006;45(1):37-41 4. Gosney MA, Hammond MF, Shenkin A, Allsup S. Effect of micronutrient supplementation on mood in nursing home residents.Gerontology. 2008;54(5):292-299 5. Burri J, Haldimann M, Dudler V. Selenium status of the Swiss population: assessment and change over a decade. J Trace Elem Med Biol. 2008;22(2):112-119 6. Ayling RM, Crook M. Nutrition: Laboratory and clinical aspects. In: Rifai N, Chiu RWK, Young I, Burnham CAD, Wittwer CT, eds. Tietz Textbook of Laboratory Medicine. 7th ed. Elsevier; 2023:457-501 | The metal of interest is analyzed by inductively coupled plasma mass spectrometry.(Unpublished Mayo method) | 1 to 3 days | 14 days | This test was developed and its performance characteristics determined by Mayo Clinic in a manner consistent with CLIA requirements. It has not been cleared or approved by the US Food and Drug Administration. | 84255 | Selenium, S | 5724-0 | 9765 | Selenium, S | 5724-0
SEMA3 | Semaphorin 3B (SEMA3B) Immunostain, Technical Component Only | Aiding in the diagnosis of semaphorin 3B-associated membranous nephropathy | Immunohistochemistry (IHC) | Yes | SEMA3B IHC, Tech Only | For the initial technical component only immunohistochemical (IHC) stain performed, the appropriate bill-only test ID will be reflexed and charged (IHTOI). For each additional technical component only IHC stain performed, an additional bill-only test ID will be reflexed and charged (IHTOA). | Supplies:Immunostain Technical Only Envelope (T693) Specimen Type:Tissue Container/Tube:Immunostain Technical Only Envelope Preferred:2 unstained positively charged glass slide (25- x 75- x 1-mm) per test ordered; sections 4-microns thick Acceptable:Formalin-fixed, paraffin-embedded (FFPE) tissue block |  | Primary membranous nephropathy (MN) is an autoimmune disease of the kidney where antibodies target an antigen in the glomerular basement membrane resulting in kidney damage or failure. In up to 75% of primary membranous nephropathy cases PLA2R (phospholipase A2 receptor) and THSD7A (thrombospondin type-1 domain-containing 7A) are the target antigens. SEMA3B (semaphorin 3B)-associated MN is a very rare disease that accounts for only 1% to 3% of all MN specimens. SEMA3B-associated MN is observed mostly in pediatric patients and young adults. |  | This test does not include pathologist interpretation, only technical performance of the stain. If interpretation is required, order PATHC / Pathology Consultation for a full diagnostic evaluation or second opinion of the case. The positive and negative controls are verified as showing appropriate immunoreactivity and documentation is retained at Mayo Clinic Rochester. If a control tissue is not included on the slide, a scanned image of the relevant quality control tissue is available upon request; call 855-516-8404. Interpretation of this test should be performed in the context of the patient's clinical history and other diagnostic tests by a qualified pathologist. | Age of a cut paraffin section can affect immunoreactivity. Stability thresholds vary widely among published literature and are antigen dependent. Best practice is for paraffin sections to be cut within 6 weeks. | 1. Sethi S, Debiec H, Madden B, et al: Semaphorin 3B-associated membranous nephropathy is a distinct type of disease predominantly present in pediatric patients. Kidney Int. 2020 Nov;98(5):1253-1264 2. Sethi S: Membranous nephropathy: a single disease or a pattern of injury resulting from different diseases. Clin Kidney J. 2021 Mar 26;14(10):2166-2169 3. Sethi S: New 'antigens' in membranous nephropathy. J Am Soc Nephrol. 2021 Feb;32(2):268-278 | Immunohistochemistry on sections of paraffin-embedded tissue.(Unpublished Mayo method) | 1 to 3 days | Until staining is complete. | This test has been cleared, approved, or is exempt by the US Food and Drug Administration and is used per manufacturer's instructions. Performance characteristics were verified by Mayo Clinic in a manner consistent with CLIA requirements. | 88342-TC, primary88341-TC, if additional IHC | SEMA3B IHC, Tech Only | Order only;no result | 617056 | SEMA3B IHC, Tech Only | Bill only; no result
SEMB | Semen Analysis with Strict Morphology, Semen | Determining male fertility status Selecting the most cost-effective therapy for treating male-factor infertility Quantifying the number of germinal and white blood cells per milliliter of semen | FER: Manual MSCT: Kruger Criteria Strict Morphology | No | Semen Analysis with Strict Morphology | Semen | Patient Preparation:Patient should have 2 to 7 days of sexual abstinence at the time of semen collection for accurate results. Supplies:Semen Analysis Kit - Dilution Media (T178) Specimen Volume:Total ejaculate Collection Instructions: See Semen Collection Specimen Preparation and Packaging Instructions included with the kit 1. Prior to use, allow dilution medium to warm to room temperature for 45 to 60 minutes. 2. Allow semen to liquefy at room temperature for up to 30 minutes. 3. Use sterile volumetric pipet or tube for volume measurement. 4. Pour liquefied semen into 50-mL dilution medium container within 60 minutes of semen collection time, cap tightly, but do not overtighten, and gently mix. Note: Proper temperature maintenance of specimen throughout processing and shipping is critical. All materials the specimen is exposed to should be at room temperature (20–28 degrees C). | See Specimen Required | Infertility affects 1 out of 6 couples of child-bearing age. Approximately 40% of infertility has a female-factor cause and 40% a male-factor cause. The remaining 20% of infertility is due to a combination of male- and female-factor disorders or is unexplained. Semen is composed of spermatozoa suspended in seminal fluid (plasma). The function of the seminal fluid is to provide nutrition and volume for conveying the spermatozoa to the endocervical mucus. Male infertility can be affected by a number of causes. Chief among these is a decrease in the number of viable sperm. Other causes include sperm with abnormal morphology and abnormalities of the seminal fluid. One of the more successful treatments for male and female infertility is in vitrofertilization (IVF). Male partners are tested with the strict criteria sperm morphology test prior to IVF to assist in the diagnosis of male-factor defects. Abnormalities in sperm morphology are related to defects in sperm transport, sperm capacitation, the acrosome reaction, binding and penetration of the zona pellucida, and fusion with the oocyte vitelline membrane. All steps are essential to normal fertility. Strict criteria sperm morphology testing also greatly assists with selecting the most cost-effective in vitro sperm processing and insemination treatment for the couple's IVF cycle. Sperm with severe head abnormalities are unlikely to bind to the zona pellucida. These patients may require intracytoplasmic sperm injection in association with their IVF cycle to ensure optimal levels of fertilization are achieved. This, in turn, provides the patient with the best chance of pregnancy. Multiple semen analyses are usually conducted over the course of the spermatogenic cycle (approximately 70 days). | SEMEN ANALYSIS Appearance: normal Volume: > or =1.5 mL pH: > or =7.2 Motile/mL: > or =6.0 x 10(6) Sperm/mL: > or =15.0 x 10(6) Motility: > or =40% Grade: > or =2.5 Note:Multiple laboratory studies have indicated that semen parameters for motility and grade on average retain 80% of original parameters when our shipping method is used for transport. Using these averages, samples with 32% to 39% motility and grade of 2 may be in the normal range if testing was performed shortly after collection. Therefore, these borderline patients may need to collect another sample at a local fertility center to verify fertility status. Motile/ejaculate: > or =9.0 x 10(6) Viscosity: > or =3.0 Agglutination: > or =3.0 Supravital: > or =58% live Fructose: positive Note:Fructose testing cannot be performed on semen analysis specimens shipped through Mayo Clinic Laboratories. If patient is azoospermic, refer to FROS2 / Fructose, Qualitative, Semen. Submit separate specimen to rule-out ejaculatory duct blockage. Positive result indicates no blockage. STRICT MORPHOLOGY Normal forms: > or =4.0% normal oval sperm heads Germ cells:<4 x 10(6) (normal) > or =4 x 10(6)/mL(elevated germinal cells in semen are of unknown clinical significance) White blood cell count: <1 x 10(6) (normal) > or =1 x 10(6)/mL(elevated white blood cells in semen are of questionable clinical significance) | Semen specimens can vary widely in the same man from specimen to specimen. Semen parameters falling outside of the normal ranges do not preclude fertility for that individual. Multiple samples may need to be analyzed prior to establishing patientâ€™s fertility status. Sperm are categorized according to strict criteria based on measurements of head and tail sizes and shapes. Sperm with abnormalities in head/tail size/shape may not be capable of completing critical steps in sperm transport and fertilization. | Results may be unreliable if specimen transportation requirements are not followed. | 1. WHO laboratory manual for the examination of human semen and processing. 5th ed.World Health Organization;2010 2.WHO laboratory manual for the examination and processing of human semen. 6th ed. World Health Organization; 2021 | Semen Analysis: The sample is measured for volume and analyzed microscopically to determine the number of sperm present, the number of moving or motile sperm, and the properties of the sperm motility.(WHO laboratory manual for the examination and processing of human semen. 6th ed. World Health Organization; 2021) Strict Morphology: Sperm is categorized according to strict criteria based on measurements of head and tail sizes and shapes. Sperm with abnormalities in head/tail size/shape are not capable of completing steps in the sperm transport and fertilization process. Quantification of germinal and white blood cells (WBC) in semen is performed because the presence of germinal and WBC may indicate disorders in spermatogenesis and genital tract inflammation, respectively. The information collected will help to determine the most cost-effective therapy for treating male-factor infertility.(Wazzan W, Thomas A: Genital infection and male infertility. AFS Annual Meeting, Postgraduate course, 1990; Menkveld R, Oettle E, Kruger T, et al: Atlas of Human Sperm Morphology. Williams and Wilkins, 1991; Scoring is based on a modified method of WHO laboratory manual for the examination and processing of human semen. 6th ed. World Health Organization; 2021) | 1 to 4 days | See Individual Test IDs | This test has been cleared, approved, or is exempt by the US Food and Drug Administration and is used per manufacturer's instructions. Performance characteristics were verified by Mayo Clinic in a manner consistent with CLIA requirements. | 89310-Semen Analysis89398-Strict Criteria Sperm MorphologyIf both components performed,89322-Semen Analysis with Strict Morphology | Semen Analysis with Strict Morphology | 54231-6 | CMT56 | Comment | 48767-8
FER | Semen Analysis, Semen | Determining male fertility status | Manual | No | Semen Analysis | Semen | Patient Preparation:Patient should have 2 to 7 days of sexual abstinence at the time of semen collection for accurate results. Supplies:Semen Analysis Kit - Dilution Media (T178) Specimen Volume:Total ejaculate Collection Instructions: See complete Semen Collection instructions included with the kit. 1. Prior to use, allow dilution medium to warm to room temperature for 45 to 60 minutes. 2. Allow semen to liquefy at room temperature for up to 30 minutes. 3. Use sterile volumetric pipet or tube for volume measurement. 4. Pour liquefied semen into 50-mL dilution medium container within 60 minutes of semen collection time, cap tightly, but do not overtighten, and gently mix. Note:Proper temperature maintenance of specimen throughout processing and shipping is critical. All materials the specimen is exposed to should be at room temperature (20-28 degrees C). | See Specimen Required | Semen is composed of spermatozoa suspended in seminal fluid (plasma). The function of the seminal fluid is to provide nutrition and volume for conveying the spermatozoa to the endocervical mucus. Male infertility can be affected by a number of causes. Chief among these is a decrease in the number of viable sperm. Other causes include sperm with abnormal morphology and abnormalities of the seminal fluid. | Appearance: Normal Volume: > or =1.5 mL pH: > or =7.2 Motile/mL: > or =6.0 x 10(6) Sperm/mL: > or =15.0 x 10(6) Motility: > or =40% Grade: > or =2.5 Note:Multiple laboratory studies have indicated that semen parameters for motility and grade, on average, retain 80% of original parameters when our shipping method is used for transport. Using these averages, samples with 32% to 39% motility and grade of 2 may be in the normal range if testing was performed shortly after collection. Therefore, these borderline patients may need to collect another sample at a local fertility center to verify fertility status. Motile/ejaculate: > or =9.0 x 10(6) Viscosity: > or =3.0 Agglutination: > or =3.0 Supravital: > or =58% live Fructose: Positive Note:Fructose testing cannot be performed on semen analysis specimens shipped through Mayo Clinic Laboratories. Submit separate specimen to rule out ejaculatory duct blockage. Positive result indicates no blockage. | Semen specimens can vary widely in the same man from specimen to specimen. Semen parameters falling outside of the normal ranges do not preclude fertility for that individual. Multiple samples may need to be analyzed prior to establishing patient's fertility status. | No significant cautionary statements | 1. Cooper TG, Aitken J, Auger J, et al, eds. WHO laboratory manual for the examination and processing of human semen. 5th ed. WHO Press; 2010 2. Bjorndahl L, Apolikhin O, Baldi E, et al, eds. WHO laboratory manual for the examination and processing of human semen. 6th ed. World Health Organization; 2021 | The sample is measured for volume and analyzed microscopically to determine the number of sperm present, the number of moving or motile sperm, and the properties of the sperm motility.(WHOlaboratory manual for the examination of human semen. 6th ed.World Health Organization; 2021) | 1 to 4 days | Not retained | This test has been cleared, approved, or is exempt by the US Food and Drug Administration and is used per manufacturer's instructions. Performance characteristics were verified by Mayo Clinic in a manner consistent with CLIA requirements. | 89310 | Semen Analysis | 54231-6 | CMT45 | Comment | 48767-8
SMFL | Seminal Fluid, IgE, Serum | Establishing the diagnosis of an allergy to seminal fluid Defining the allergen responsible for eliciting signs and symptoms Identifying allergens: -Responsible for allergic response and/or anaphylactic episode -To confirm sensitization prior to beginning immunotherapy -To investigate the specificity of allergic reactions to insect venom allergens, drugs, or chemical allergens Testing for IgE antibodies isnot usefulin patients previously treated with immunotherapy to determine if residual clinical sensitivity exists, or in patients in whom the medical management does not depend upon identification of allergen specificity. | Fluorescence Enzyme Immunoassay (FEIA) | Yes | Seminal Fluid, IgE | Serum | Collection Container/Tube: Preferred:Serum gel Acceptable:Red top Submission Container/Tube:Plastic vial Specimen Volume:0.5 mL for every 5 allergens requested Collection Instructions:Centrifuge and aliquot serum into a plastic vial. | For 1 allergen: 0.3 mL More than 1 allergen: (0.05 mL x number of allergens) + 0.25 mL dead space | Clinical manifestations of immediate hypersensitivity (allergic) diseases are caused by the release of proinflammatory mediators (histamine, leukotrienes, and prostaglandins) from IgE-sensitized effector cells (mast cells and basophils) when cell-bound IgE antibodies interact with an allergen. In vitro serum testing for IgE antibodies provides an indication of the immune response to allergens that may be associated with allergic disease. The allergens chosen for testing often depend upon the age of the patient, history of allergen exposure, season of the year, and clinical manifestations. In individuals predisposed to develop allergic disease, the sequence of sensitization and clinical manifestations proceed as follows: eczema and respiratory disease (rhinitis and bronchospasm) in infants and children less than 5 years due to food sensitivity (milk, egg, soy, and wheat proteins) followed by respiratory disease (rhinitis and asthma) in older children and adults due to sensitivity to inhalant allergens (dust mite, mold, and pollen inhalants). | Class,IgE kU/L,Interpretation, 0,<0.10,Negative, 0/1,0.10-0.34,Borderline/equivocal, 1,0.35-0.69,Equivocal, 2,0.70-3.49,Positive, 3,3.50-17.4,Positive, 4,17.5-49.9,Strongly positive, 5,50.0-99.9,Strongly positive, 6,> or =100,Strongly positive, | Detection of IgE antibodies in serum (class 1 or greater) indicates an increased likelihood of allergic disease as opposed to other etiologies and defines the allergens that may be responsible for eliciting signs and symptoms. The level of IgE antibodies in serum varies directly with the concentration of IgE antibodies expressed as a class score or kU/L. | Testing for IgE antibodies is not useful in patients previously treated with immunotherapy to determine if residual clinical sensitivity exists or in patients in whom the medical management does not depend upon identification of allergen specificity. Some individuals with clinically insignificant sensitivity to allergens may have measurable levels of IgE antibodies in serum, and test results must be interpreted in the clinical context. False-positive results for IgE antibodies may occur in patients with markedly elevated serum IgE (>2500 kU/L) due to nonspecific binding to allergen solid phases. | Homburger HA, Hamilton RG: Allergic diseases. In: McPherson RA, Pincus MR, eds. Henry's Clinical Diagnosis and Management by Laboratory Methods. 23rd ed. Elsevier; 2017:1057-1070 | Specific IgE from the patient's serum reacts with the allergen of interest, which is covalently coupled to an ImmunoCAP. After washing away nonspecific IgE, enzyme-labeled anti-IgE antibody is added to form a complex. After incubation, unbound anti-IgE is washed away, and the bound complex incubated with a developing agent. After stopping the reaction, the fluorescence of the eluate is measured. Fluorescence is proportional to the amount of specific IgE present in the patient's sample (ie, the higher the fluorescence value, the more IgE antibody is present).(Package insert: ImmunoCAP System Specific IgE FEIA. Phadia; Rev 06/2020) | Same day/1 to 3 days | 14 days | This test was developed and its performance characteristics determined by Mayo Clinic in a manner consistent with CLIA requirements. It has not been cleared or approved by the US Food and Drug Administration. | 86003 | Seminal Fluid, IgE | 6240-6 | SMFL | Seminal Fluid, IgE | 6240-6
SP5CS | Septin-5 Antibody, Cell Binding Assay, Serum | Detecting septin-5 IgG by cell-binding assay using serum specimens | Only orderable as a reflex. For more information see MDS2 / Movement Disorder, Autoimmune/Paraneoplastic Evaluation, Serum. Cell-Binding Assay (CBA) | Yes | Septin-5 CBA, S | If the indirect immunofluorescence (IFA) pattern suggests septin-5, then this test andseptin-5 antibody IFA titer will be performed at an additional charge. | Only orderable as a reflex. For more information see MDS2 / Movement Disorder, Autoimmune/Paraneoplastic Evaluation, Serum. Collection Container/Tube: Preferred:Red top Acceptable:Serum gel Submission Container/Tube:Plastic vial Specimen Volume:1 mL Collection Instructions:Centrifuge and aliquot serum into a plastic vial. | See Specimen Required | Septin-5 IgG is a biomarker of a rapidly progressive, but treatable, form of autoimmune cerebellar ataxia. Patients present with subacute onset of cerebellar ataxia with prominent eye movement symptoms (oscillopsia or vertigo). Improvement may occur after immunotherapy. | Only orderable as a reflex. For more information see MDS2 / Movement Disorder, Autoimmune/Paraneoplastic Evaluation, Serum. Negative | Seropositivity for septin antibodies byindirect immunofluorescenceis consistent with a diagnosis of autoimmune disease of the central nervous system. Cell-binding assay (CBA) testing for septin-5 IgG is required to confirm the diagnosis. Seropositivity for septin-5 IgG by CBA confirms a diagnosis of autoimmune disease of the central nervous system. | Negative results for septin-5 IgG bycell-binding assaydo not exclude neurological autoimmunity or cancer. | 1. Honorat JA, Lopez-Chiriboga AS, Kryzer TJ, et al: Autoimmune septin-5 cerebellar ataxia. Neurol Neuroimmunol Neuroinflamm. 2018 Jul 9;5(5):e474 2. Honorat JA, Miske R, Scharf M, et al: 416. Neuronal septin autoimmunity: Differentiated serological profiles and clinical findings. Ann Neurol. 2020 Oct;88(Suppl 25):S55. Abstract | Patient specimen is applied to a composite slide containing transfected and nontransfected HEK-293 cells. After incubation and washing, fluorescein-conjugated goat-antihuman IgG is applied to detect the presence of patient IgG binding.(Package insert: IIFT: Neurology Mosaics, Instructions for the indirect immunofluorescence test. EUROIMMUN; FA_112d-1_A_UK_C13, 02/2019) | 5 to 10 days | 28 days | This test was developed and its performance characteristics determined by Mayo Clinic in a manner consistent with CLIA requirements. It has not been cleared or approved by the US Food and Drug Administration. | 86255 | Septin-5 CBA, S | In Process | 615869 | Septin-5 CBA, S | In Process
SP5CC | Septin-5 Antibody, Cell-Binding Assay, Spinal Fluid | Detecting septin-5 IgG by cell-binding assay using cerebrospinal fluid specimens | Only orderable as a reflex. For more information see MDC2 / Movement Disorder, Autoimmune/Paraneoplastic Evaluation, Spinal Fluid. Cell-Binding Assay (CBA) | Yes | Septin-5 CBA, CSF | If the indirect immunofluorescence (IFA) pattern suggests septin-5, then this test andseptin-5 antibody IFA titer will be performed at an additional charge. | Only orderable as a reflex. For more information see MDC2 / Movement Disorder, Autoimmune/Paraneoplastic Evaluation, Spinal Fluid. Container/Tube:Sterile vial Specimen Volume:1.5 mL | See Specimen Required | Septin-5 IgG is a biomarker of a rapidly progressive, but treatable, form of autoimmune cerebellar ataxia. Patients present with subacute onset of cerebellar ataxia with prominent eye movement symptoms (oscillopsia or vertigo). Improvement may occur after immunotherapy. | Only orderable as a reflex. For more information see MDC2 / Movement Disorder, Autoimmune/Paraneoplastic Evaluation, Spinal Fluid. Negative | Seropositivity for septin antibodies byindirect immunofluorescence (IFA) is consistent with a diagnosis of autoimmune disease of the central nervous system. Cell-binding assay (CBA) testing for septin-5 IgG is required to confirm the diagnosis. Seropositivity for septin-5 IgG by CBA confirms a diagnosis of autoimmune disease of the central nervous system. | Negative results for septin-5 IgG bycell-binding assaydo not exclude neurological autoimmunity or cancer. | 1. Honorat JA, Lopez-Chiriboga AS, Kryzer TJ, et al: Autoimmune septin-5 cerebellar ataxia. Neurol Neuroimmunol Neuroinflamm. 2018 Jul 9;5(5):e474 2. Honorat JA, Miske R, Scharf M, et al: 416. Neuronal septin autoimmunity: Differentiated serological profiles and clinical findings. Ann Neurol. 2020 Oct;88(Suppl 25):S55. Abstract | Patient specimen is applied to a composite slide containing transfected and nontransfected HEK-293 cells. After incubation and washing, fluorescein-conjugated goat-antihuman IgG is applied to detect the presence of patient IgG binding.(Package insert: IIFT: Neurology Mosaics, Instructions for the indirect immunofluorescence test. EUROIMMUN; FA_112d-1_A_UK_C13, 02/2019) | 5 to 10 days | 28 days | This test was developed and its performance characteristics determined by Mayo Clinic in a manner consistent with CLIA requirements. It has not been cleared or approved by the US Food and Drug Administration. | 86255 | Septin-5 CBA, CSF | In Process | 615868 | Septin-5 CBA, CSF | In Process
SP5TS | Septin-5 Antibody, Tissue Immunofluorescence Titer, Serum | Detecting septin-5 IgG in serum specimens Reporting an end titer result from serum specimens | Only orderable as a reflex. For more information see MDS2 / Movement Disorder, Autoimmune/Paraneoplastic Evaluation, Serum. Indirect Immunofluorescence Assay (IFA) | Yes | Septin-5 IFA Titer, S | If the indirect immunofluorescence pattern suggests septin-5, then septin-5 antibody cell-binding assay andthis test will be performed at an additional charge. | Only orderable as a reflex. For more information see MDS2 / Movement Disorder, Autoimmune/Paraneoplastic Evaluation, Serum. Collection Container/Tube: Preferred:Red top Acceptable:Serum gel Submission Container/Tube:Plastic vial Specimen Volume:1 mL Collection Instructions:Centrifuge and aliquot serum into a plastic vial. | See Specimen Required | Septin-5 IgG is a biomarker of a rapidly progressive, but treatable, form of autoimmune cerebellar ataxia. Patients present with subacute onset of cerebellar ataxia with prominent eye movement symptoms (oscillopsia or vertigo). Improvement may occur after immunotherapy. | Only orderable as a reflex. For more information see MDS2 / Movement Disorder, Autoimmune/Paraneoplastic Evaluation, Serum. <1:240 | Seropositivity for septin antibodies by indirect immunofluorescence is consistent with a diagnosis of autoimmune disease of the central nervous system. Cell-binding assaytesting for septin-5 IgG is required to confirm the diagnosis. | Negative results for septin antibodies do not exclude neurological autoimmunity or cancer. | 1. Honorat JA, Lopez-Chiriboga AS, Kryzer TJ, et al: Autoimmune septin-5 cerebellar ataxia. Neurol Neuroimmunol Neuroinflamm. 2018 Jul 9;5(5):e474 2. Honorat JA, Miske R, Scharf M, et al: 416. Neuronal septin autoimmunity: Differentiated serological profiles and clinical findings. Ann Neurol. 2020 Oct;88(Suppl 25):S55. Abstract | The patient's sample is tested by a standardized immunofluorescence assay (IFA) that uses a composite frozen section of mouse cerebellum, kidney, and gut tissues. After incubation with sample and washing, fluorescein-conjugated goat-antihuman IgG is applied. Neuron-specific autoantibodies are identified by their characteristic fluorescence staining patterns. Samples that are scored positive for any neuronal nuclear or cytoplasmic autoantibody are titrated to an endpoint. Interference by coexisting non-neuron-specific autoantibodies can usually be eliminated by serologic absorption.(Honorat JA, Komorowski L, Josephs KA, et al: IgLON5 antibody: neurological accompaniments and outcomes in 20 patients. Neurol Neuroimmunol Neuroinflamm 2017 Jul 18;4(5):e385. doi: 10.1212/NXI.0000000000000385) | 5 to 10 days | 28 days | This test was developed and its performance characteristics determined by Mayo Clinic in a manner consistent with CLIA requirements. It has not been cleared or approved by the US Food and Drug Administration. | 86256 | Septin-5 IFA Titer, S | 101458-8 | 616113 | Septin-5 IFA Titer, S | 101458-8
SP5TC | Septin-5 Antibody, Tissue Immunofluorescence, Spinal Fluid | Detecting septin-5 IgG in spinal fluid (CSF) specimens Reporting an end titer result from CSF specimens | Only orderable as a reflex. For more information see MDC2 / Movement Disorder, Autoimmune/Paraneoplastic Evaluation, Spinal Fluid. Indirect Immunofluorescence Assay (IFA) | Yes | Septin-5 IFA Titer, CSF | If the indirect immunofluorescence pattern suggests septin-5, then septin-5 antibody cell-binding assay andthis test will be performed at an additional charge. | Only orderable as a reflex. For more information see MDC2 / Movement Disorder, Autoimmune/Paraneoplastic Evaluation, Spinal Fluid. Container/Tube:Sterile vial Specimen Volume:1.5 mL | See Specimen Required | Septin-5 IgG is a biomarker of a rapidly progressive, but treatable, form of autoimmune cerebellar ataxia. Patients present with subacute onset of cerebellar ataxia with prominent eye movement symptoms (oscillopsia or vertigo). Improvement may occur after immunotherapy. | Only orderable as a reflex. For more information see MDC2 / Movement Disorder, Autoimmune/Paraneoplastic Evaluation, Spinal Fluid. <1:2 | Seropositivity for septin antibodies byindirect immunofluorescenceis consistent with a diagnosis of autoimmune disease of the central nervous system. Cell-binding assaytesting for septin-5 IgG is required to confirm the diagnosis. | Negative results for septin antibodies do not exclude neurological autoimmunity or cancer. | 1. Honorat JA, Lopez-Chiriboga AS, Kryzer TJ, et al: Autoimmune septin-5 cerebellar ataxia. Neurol Neuroimmunol Neuroinflamm. 2018 Jul 9;5(5):e474 2. Honorat JA, Miske R, Scharf M, et al: 416. Neuronal septin autoimmunity: Differentiated serological profiles and clinical findings. Ann Neurol. 2020 Oct; 88(Suppl 25):S55. Abstract | The patient's sample is tested by a standardized immunofluorescence assay that uses a composite frozen section of mouse cerebellum, kidney, and gut tissues. After incubation with sample and washing, fluorescein-conjugated goat-antihuman IgG is applied. Neuron-specific autoantibodies are identified by their characteristic fluorescence staining patterns. Samples that are scored positive for any neuronal nuclear or cytoplasmic autoantibody are titrated to an endpoint. Interference by coexisting non-neuron-specific autoantibodies can usually be eliminated by serologic absorption.(Honorat JA, Komorowski L, Josephs KA, et al: IgLON5 antibody: neurological accompaniments and outcomes in 20 patients. Neurol Neuroimmunol Neuroinflamm 2017 Jul 18;4(5):e385. doi: 10.1212/NXI.0000000000000385) | 5 to 10 days | 28 days | This test was developed and its performance characteristics determined by Mayo Clinic in a manner consistent with CLIA requirements. It has not been cleared or approved by the US Food and Drug Administration. | 86256 | Septin-5 IFA Titer, CSF | 101459-6 | 616114 | Septin-5 IFA Titer, CSF | 101459-6
SP7CS | Septin-7 Antibody, Cell-Binding Assay, Serum | Detecting septin-7 IgG by cell-binding assay using serum specimens | Only orderable as a reflex. For more information see: -ENS2 / Encephalopathy, Autoimmune/Paraneoplastic Evaluation, Serum -MDS2 / Movement Disorder, Autoimmune/Paraneoplastic Evaluation, Serum -MAS1 / Myelopathy, Autoimmune/Paraneoplastic Evaluation, Serum Cell-Binding Assay (CBA) | Yes | Septin-7 CBA, S | If the indirect immunofluorescence (IFA) pattern suggests septin-7, then this test andseptin-7 antibody IFA titer will be performed at an additional charge. | Only orderable as a reflex. For more information see: -ENS2 / Encephalopathy, Autoimmune/Paraneoplastic Evaluation, Serum -MDS2 / Movement Disorder, Autoimmune/Paraneoplastic Evaluation, Serum -MAS1 / Myelopathy, Autoimmune/Paraneoplastic Evaluation, Serum | See Specimen Required | Neurological phenotypes for septin-7 IgG positive patients include encephalopathy, myelopathy, encephalomyelopathy, painful myelopolyradiculopathy, and episodic ataxia. Psychiatric symptoms are also common with encephalopathic symptoms. Septin-7 IgG is also associated with cancer. Positive response to immunotherapy. | Only orderable as a reflex. For more information see: -ENS2 / Encephalopathy, Autoimmune/Paraneoplastic Evaluation, Serum -MDS2 / Movement Disorder, Autoimmune/Paraneoplastic Evaluation, Serum -MAS1 / Myelopathy, Autoimmune/Paraneoplastic Evaluation, Serum Negative | Seropositivity for septin antibodies by immunofluorescence is consistent with a diagnosis of autoimmune disease of the central nervous system.Cell-binding assay (CBA) testing for septin-7 IgG is required to confirm the diagnosis. Seropositivity for septin-7 IgG by CBA confirms a diagnosis of autoimmune disease of the central nervous system. A paraneoplastic cause should be considered in patients with septin-7 IgG. | Negative results for septin-7 IgG bycell-binding assaydo not exclude neurological autoimmunity or cancer. | Honorat JA, Miske R, Scharf M, et al: 416. Neuronal septin autoimmunity: Differentiated serological profiles and clinical findings. Ann Neurol. 2020 Oct;88(Suppl 25):S55. Abstract | Patient specimen is applied to a composite slide containing transfected and nontransfected HEK-293 cells. After incubation and washing, fluorescein-conjugated goat-antihuman IgG is applied to detect the presence of patient IgG binding.(Package insert: IIFT: Neurology Mosaics, Instructions for the indirect immunofluorescence test. EUROIMMUN; FA_112d-1_A_UK_C13, 02/2019) | 5 to 10 days | 28 days | This test was developed and its performance characteristics determined by Mayo Clinic in a manner consistent with CLIA requirements. It has not been cleared or approved by the US Food and Drug Administration. | 86255 | Septin-7 CBA, S | In Process | 615873 | Septin-7 CBA, S | In Process
SP7CC | Septin-7 Antibody, Cell-Binding Assay, Spinal Fluid | Detecting septin-7 IgG by cell-binding assay using cerebrospinal fluid specimens | Only orderable as a reflex. For more information see: -ENC2 / Encephalopathy, Autoimmune /Paraneoplastic Evaluation, Spinal Fluid -MDC2 / Movement Disorder, Autoimmune /Paraneoplastic Evaluation, Spinal Fluid -MAC1 / Myelopathy, Autoimmune/Paraneoplastic Evaluation, Spinal Fluid Cell-Binding Assay (CBA) | Yes | Septin-7 CBA, CSF | If the indirect immunofluorescence pattern suggests septin-7, then this test andseptin-7 antibody IFA titer will be performed at an additional charge. | Only orderable as a reflex. For more information see: -ENC2 / Encephalopathy, Autoimmune/Paraneoplastic Evaluation, Spinal Fluid -MDC2 / Movement Disorder, Autoimmune/Paraneoplastic Evaluation, Spinal Fluid -MAC1 / Myelopathy, Autoimmune/Paraneoplastic Evaluation, Spinal Fluid Container/Tube:Sterile vial Specimen Volume:1.5 mL | See Specimen Required | Neurological phenotypes for septin-7 IgG positive patients include encephalopathy, myelopathy, encephalomyelopathy, painful myelopolyradiculopathy, and episodic ataxia. Psychiatric symptoms are also common with encephalopathic symptoms. Septin-7 IgG is also associated with cancer. Positive response to immunotherapy. | Only orderable as a reflex. For more information see: -ENC2 / Encephalopathy, Autoimmune /Paraneoplastic Evaluation, Spinal Fluid -MDC2 / Movement Disorder, Autoimmune /Paraneoplastic Evaluation, Spinal Fluid -MAC1 / Myelopathy, Autoimmune/Paraneoplastic Evaluation, Spinal Fluid Negative | Seropositivity for septin antibodies by indirect immunofluorescence assay is consistent with a diagnosis of autoimmune disease of the central nervous system. Cell-binding assay (CBA) testing for septin-7 IgG is required to confirm the diagnosis. Seropositivity for Septin-7 IgG by CBA confirms a diagnosis of autoimmune disease of the central nervous system. A paraneoplastic cause should be considered in patients with septin-7-IgG. | Negative results for septin-7 IgG by cell-binding assay do not exclude neurological autoimmunity or cancer. | Honorat JA, Miske R, Scharf M, et al: 416. Neuronal septin autoimmunity: Differentiated serological profiles and clinical findings. Ann Neurol. 2020 Oct;88(Suppl 25):S55. Abstract | Patient specimen is applied to a composite slide containing transfected and nontransfected HEK-293 cells. After incubation and washing, fluorescein-conjugated goat-antihuman IgG is applied to detect the presence of patient IgG binding.(Package insert: IIFT: Neurology Mosaics, Instructions for the indirect immunofluorescence test. EUROIMMUN; FA_112d-1_A_UK_C13, 02/2019) | 5 to 10 days | 28 days | This test was developed and its performance characteristics determined by Mayo Clinic in a manner consistent with CLIA requirements. It has not been cleared or approved by the US Food and Drug Administration. | 86255 | Septin-7 CBA, CSF | In Process | 615872 | Septin-7 CBA, CSF | In Process
SP7TS | Septin-7 Antibody, Tissue Immunofluorescence Titer, Serum | Detecting septin-7 IgG in serum specimens Reporting an end titer result from serum specimens | Only orderable as a reflex. For more information see: -ENS2 / Encephalopathy, Autoimmune/Paraneoplastic Evaluation, Serum -MDS2 / Movement Disorder, Autoimmune/Paraneoplastic Evaluation, Serum -MAS1 / Myelopathy, Autoimmune/Paraneoplastic Evaluation, Serum Indirect Immunofluorescence Assay (IFA) | Yes | Septin-7 IFA Titer, S | If the indirect immunofluorescence pattern suggests septin-7, then aeptin-7 antibody by cell-binding assay and this test will be performed at an additional charge. | Only orderable as a reflex. For more information see: -ENS2 / Encephalopathy, Autoimmune/Paraneoplastic Evaluation, Serum -MDS2 / Movement Disorder, Autoimmune/Paraneoplastic Evaluation, Serum -MAS1 / Myelopathy, Autoimmune/Paraneoplastic Evaluation, Serum | See Specimen Required | Neurological phenotypes for septin-7 IgG positive patients include encephalopathy, myelopathy, encephalomyelopathy, painful myelopolyradiculopathy, and episodic ataxia. Psychiatric symptoms are also common with encephalopathic symptoms. Septin-7 IgG is also associated with cancer. Positive response to immunotherapy. | Only orderable as a reflex. For more information see: -ENS2 / Encephalopathy, Autoimmune/Paraneoplastic Evaluation, Serum -MDS2 / Movement Disorder, Autoimmune/Paraneoplastic Evaluation, Serum -MAS1 / Myelopathy, Autoimmune/Paraneoplastic Evaluation, Serum <1:240 | Seropositivity for septin antibodies by indirect immunofluorescence assay is consistent with a diagnosis of autoimmune disease of the central nervous system. Cell-binding assay testing for septin-7 IgG is required to confirm the diagnosis. | Negative results for septin antibodies do not exclude neurological autoimmunity or cancer. | Honorat JA, Miske R, Scharf M, et al: 416. Neuronal septin autoimmunity: Differentiated serological profiles and clinical findings. Ann Neurol. 2020 Oct;88(Suppl 25):S55. Abstract | The patient's sample is tested by a standardized immunofluorescence assay that uses a composite frozen section of mouse cerebellum, kidney, and gut tissues. After incubation with sample and washing, fluorescein-conjugated goat-antihuman IgG is applied. Neuron-specific autoantibodies are identified by their characteristic fluorescence staining patterns. Samples that are scored positive for any neuronal nuclear or cytoplasmic autoantibody are titrated to an endpoint. Interference by coexisting non-neuron-specific autoantibodies can usually be eliminated by serologic absorption.(Honorat JA, Komorowski L, Josephs KA, et al: IgLON5 antibody: neurological accompaniments and outcomes in 20 patients. Neurol Neuroimmunol Neuroinflamm 2017 Jul 18;4(5):e385. doi: 10.1212/NXI.0000000000000385) | 5 to 10 days | 28 days | This test was developed and its performance characteristics determined by Mayo Clinic in a manner consistent with CLIA requirements. It has not been cleared or approved by the US Food and Drug Administration. | 86256 | Septin-7 IFA Titer, S | 101456-2 | 616115 | Septin-7 IFA Titer, S | 101456-2
SP7TC | Septin-7 Antibody, Tissue Immunofluorescence Titer, Spinal Fluid | Detecting septin-7 IgG in cerebrospinal fluid (CSF) specimens Reporting an end titer result from CSF specimens | Only orderable as a reflex. For more information see: -ENC2 / Encephalopathy, Autoimmune/Paraneoplastic Evaluation, Spinal Fluid -MDC2 / Movement Disorder, Autoimmune/Paraneoplastic Evaluation, Spinal Fluid -MAC1 / Autoimmune Myelopathy/Paraneoplastic Evaluation, Spinal Fluid Indirect Immunofluorescence Assay (IFA) | Yes | Septin-7 IFA Titer, CSF | If the indirect immunofluorescence pattern suggests septin-7, then septin-7 antibody cell-binding assay andthis test will be performed at an additional charge. | Only orderable as a reflex. For more information see: -ENC2 / Encephalopathy, Autoimmune /Paraneoplastic Evaluation, Spinal Fluid -MDC2 / Movement Disorder, Autoimmune /Paraneoplastic Evaluation, Spinal Fluid -MAC1 / Autoimmune Myelopathy /Paraneoplastic Evaluation, Spinal Fluid Container/Tube:Sterile vial Specimen Volume:1.5 mL | See Specimen Required | Neurological phenotypes for septin-7 IgG positive patients include encephalopathy, myelopathy, encephalomyelopathy, painful myelopolyradiculopathy, and episodic ataxia. Psychiatric symptoms are also common with encephalopathic symptoms. Septin-7 IgG is also associated with cancer and positive response to immunotherapy. | Only orderable as a reflex. For more information see: -ENC2 / Encephalopathy, Autoimmune /Paraneoplastic Evaluation, Spinal Fluid -MDC2 / Movement Disorder, Autoimmune /Paraneoplastic Evaluation, Spinal Fluid -MAC1 / Autoimmune Myelopathy /Paraneoplastic Evaluation, Spinal Fluid <1:2 | Seropositivity for septin antibodies by immunofluorescence is consistent with a diagnosis of autoimmune disease of the central nervous system.Cell-binding assaytesting for septin-7 IgG is required to confirm the diagnosis. | Negative results for septin antibodies do not exclude neurological autoimmunity or cancer. | Honorat JA, Miske R, Scharf M, et al: 416. Neuronal septin autoimmunity: Differentiated serological profiles and clinical findings. Ann Neurol. 2020 Oct;88(Suppl 25):S55. Abstract | The patient's sample is tested by a standardized immunofluorescence assay that uses a composite frozen section of mouse cerebellum, kidney, and gut tissues. After incubation with sample and washing, fluorescein-conjugated goat-antihuman IgG is applied. Neuron-specific autoantibodies are identified by their characteristic fluorescence staining patterns. Samples that are scored positive for any neuronal nuclear or cytoplasmic autoantibody are titrated to an endpoint. Interference by coexisting non-neuron-specific autoantibodies can usually be eliminated by serologic absorption.(Honorat JA, Komorowski L, Josephs KA, et al: IgLON5 antibody: neurological accompaniments and outcomes in 20 patients. Neurol Neuroimmunol Neuroinflamm 2017 Jul 18;4(5):e385. doi: 10.1212/NXI.0000000000000385) | 5 to 10 days | 28 days | This test was developed and its performance characteristics determined by Mayo Clinic in a manner consistent with CLIA requirements. It has not been cleared or approved by the US Food and Drug Administration. | 86256 | Septin-7 IFA Titer, CSF | 101457-0 | 616116 | Septin-7 IFA Titer, CSF | 101457-0
SEP9Z | SEPTIN9 Gene, Full Gene Analysis, Varies | Establishing a molecular diagnosis for patients with hereditary neuralgic amyotrophy Identifying variants withinSEPTIN9known to be associated with hereditary neuralgic amyotrophy, allowing for predictive testing of at-risk family members | Sequence Capture and Targeted Next-Generation Sequencing followed by Polymerase Chain Reaction (PCR) and Sanger Sequencing | Yes | SEPTIN9 Gene, Full Gene Analysis | Varies | Patient Preparation:A previous bone marrow transplant from an allogenic donor will interfere with testing. Call 800-533-1710 for instructions for testing patients who have received a bone marrow transplant. Specimen Type:Whole blood Container/Tube: Preferred:Lavender top (EDTA) or yellow top (ACD) Acceptable:Any anticoagulant Specimen Volume:3 mL Collection Instructions: 1. Invert several times to mix blood. 2. Send whole blood specimen in original tube.Do not aliquot. Specimen Stability Information:Ambient (preferred)/Refrigerated | 1 mL | Hereditary neuralgic amyotrophy (HNA) is an autosomal dominant disorder characterized by periods of severe pain involving the brachial plexus followed by muscle atrophy and weakness. These recurrent episodes can also be accompanied by decreased sensation and paresthesias. Individuals with this disease are generally symptom-free between pain attacks, though many patients experience lingering effects with repeated attacks. The pain episodes are frequently triggered by physical, emotional, or immunological stress. Less commonly, affected individuals can exhibit non-neurological features including short stature, skin folds, hypotelorism, and cleft palate. Variants in theSEPTIN9gene cause the clinical manifestations of HNA.SEPTIN9is currently the only known gene associated with HNA, although approximately 15% of HNA families do not show linkage to this gene. | An interpretive report will be provided. | All detected variants are evaluated according to American College of Medical Genetics and Genomics recommendations.(1) Variants are classified based on known, predicted, or possible pathogenicity and reported with interpretive comments detailing their potential or known significance. | Clinical Correlations: Test results should be interpreted in the context of clinical findings, family history, and other laboratory data. Misinterpretation of results may occur if the information provided is inaccurate or incomplete. If testing was performed because of a clinically significant family history, it is often useful to first test an affected family member. Detection of a reportable variant in an affected family member would allow for more informative testing of at-risk individuals. To discuss the availability of additional testing options or for assistance in the interpretation of these results, contact the Mayo Clinic Laboratories genetic counselors at 800-533-1710. Technical Limitations: Next-generation sequencing may not detect all types of genomic variants. In rare cases, false-negative or false-positive results may occur. The depth of coverage may be variable for some target regions; assay performance below the minimum acceptable criteria or for failed regions will be noted. Given these limitations, negative results do not rule out the diagnosis of a genetic disorder. If a specific clinical disorder is suspected, evaluation by alternative methods can be considered. There may be regions of genes that cannot be effectively evaluated by sequencing or deletion and duplication analysis as a result of technical limitations of the assay, including regions of homology, high guanine-cytosine (GC) content, and repetitive sequences. Confirmation of select reportable variants will be performed by alternate methodologies based on internal laboratory criteria. This test is validated to detect 95% of deletions up to 75 base pairs (bp) and insertions up to 47 bp. Deletions-insertions (delins) of 40 or more bp, including mobile element insertions, may be less reliably detected than smaller delins. Deletion/Duplication Analysis: This analysis targets single and multi-exon deletions/duplications; however, in some instances single exon resolution cannot be achieved due to isolated reduction in sequence coverage or inherent genomic complexity. Balanced structural rearrangements (such as translocations and inversions) may not be detected. This test is not designed to detect low levels of mosaicism or to differentiate between somatic and germline variants. If there is a possibility that any detected variant is somatic, additional testing may be necessary to clarify the significance of results. For detailed information regarding gene specific performance and technical limitations, see Method Description or contact a laboratory genetic counselor. If the patient has had an allogeneic hematopoietic stem cell transplant or a recent blood transfusion, results may be inaccurate due to the presence of donor DNA. Call Mayo Clinic Laboratories for instructions for testing patients who have received a bone marrow transplant. Reclassification of Variants: At this time, it is not standard practice for the laboratory to systematically review previously classified variants on a regular basis. The laboratory encourages healthcare providers to contact the laboratory at any time to learn how the classification of a particular variant may have changed over time. Due to broadening genetic knowledge, it is possible that the laboratory may discover new information of relevance to the patient. Should that occur, the laboratory may issue an amended report. Variant Evaluation: Evaluation and categorization of variants are performed using published American College of Medical Genetics and Genomics and the Association for Molecular Pathology recommendations as a guideline.(1) Other gene-specific guidelines may also be considered. Variants are classified based on known, predicted, or possible pathogenicity and reported with interpretive comments detailing their potential or known significance. Variants classified as benign or likely benign are not reported. Multiple in silico evaluation tools may be used to assist in the interpretation of these results. The accuracy of predictions made by in silico evaluation tools is highly dependent upon the data available for a given gene, and periodic updates to these tools may cause predictions to change over time. Results from in silico evaluation tools should be interpreted with caution and professional clinical judgment. Rarely, incidental or secondary findings may implicate another predisposition or presence of active disease. These findings will be carefully reviewed to determine whether they will be reported. | 1. Richards S, Aziz N, Bale S, et al: Standards and guidelines for the interpretation of sequence variants: a joint consensus recommendation of the American College of Medical Genetics and Genomics and the Association for Molecular Pathology. Genet Med 2015 May;17(5):405-424 2. Klein CJ, Duan X, Shy ME. Inherited neuropathies: clinical overview and update. Muscle Nerve. 2013 Oct;48(4):604-22 | Next generation sequencing (NGS) and/or Sanger sequencing are performed to test for the presence of variants in coding regions and intron/exon boundaries ofSEPTIN9, as well as some other regions that have known disease-causing variants. The human genome reference GRCh37/hg19 build was used for sequence read alignment. At least 99% of the bases are covered at a read depth over 30X. Sensitivity is estimated at above 99% for single nucleotide variants, above 94% for deletion/insertions (delins) less than 40 base pairs (bp), above 95% for deletions up to 75 bp and insertions up to 47 bp. NGS and/or a polymerase chain reaction (PCR)-based quantitative method is performed to test for the presence of deletions and duplications inSEPTIN9. There may be regions of genes that cannot be effectively evaluated by sequencing or deletion and duplication analysis as a result of technical limitations of the assay, including regions of homology, high guanine-cytosine (GC) content, and repetitive sequences.(Unpublished Mayo method) The reference transcript forSEPTIN9gene is NM_006640.4. Reference transcript numbers may be updated due to transcript re-versioning. Always refer to the final patient report for gene transcript information referenced at the time of testing. Confirmation of select reportable variants may be performed by alternate methodologies based on internal laboratory criteria. | 28 to 42 days | Whole blood: 2 weeks (if available); Extracted DNA: 3 months | This test was developed and its performance characteristics determined by Mayo Clinic in a manner consistent with CLIA requirements. It has not been cleared or approved by the US Food and Drug Administration. | 81479 | SEPTIN9 Gene, Full Gene Analysis | 77067-7 | 617726 | Released By | 18771-6
SEQA | Sequential Maternal Screening, Part 1, Serum | First-trimester prenatal screening for trisomy 21 (Down syndrome) and trisomy 18 (Edwards syndrome) | Immunoenzymatic Assay | Yes | Sequential Maternal Screen, Part 1 | Sequential maternal screening is a 2-step test, with first- and second-trimester components. It requires a nuchal translucency measurement and blood collection in the first trimester. If the result from part 1 indicates a risk for Down syndrome that is higher than the screen cutoff, the screen is completed, and a report is issued. If the results from part 1 are negative, an additional blood collection in the second trimester is required (SEQB / Sequential Maternal Screening, Part 2, Serum). If the second specimen is not received for sequential screening, the results are uninterpretable, and no maternal risk will be provided. | Container/Tube: Preferred:Serum gel Acceptable:Red top Submission Container/Tube:Plastic vial Specimen Volume:1 mL Collection Instructions: 1. The ultrasound and blood draw must be completed within a gestational window of 10 weeks, 0 days and 13 weeks, 6 days, which corresponds to a crown-rump length range of 31 to 80 mm. 2. Centrifuge and aliquot serum into a plastic vial within 2 hours of collection. | 0.5 mL | Maternal serum screening is used to identify pregnancies that may have an increased risk for certain birth defects, such as trisomy 21 (Down syndrome), neural tube defects (NTD) and trisomy 18. Various options for maternal serum screening are available and include: first trimester, second trimester, and cross-trimester. Sequential screening is a type of cross-trimester screening that has an improved detection rate as compared to either first- or second-trimester screening. Sequential screening combines biochemical and ultrasound markers (nuchal translucency: NT) measured in both trimesters of the pregnancy. This test involves an ultrasound and a blood draw. The ultrasound measurement, referred to as the NT measurement, is difficult to perform accurately. Therefore, NT data is accepted only from NT-certified sonographers. Along with the NT measurement, a maternal serum specimen is collected to measure pregnancy-associated plasma protein A (PAPP-A). The results of the ultrasound measurement and blood work, along with the maternal age and demographic information, are used to calculate trisomy 21 (Down syndrome) and trisomy 18 risk estimates. If the result from part 1 indicates a risk for Down syndrome that is higher than the screen cutoff, the screen is completed, and a report is issued. In that event, the patient is typically offered counseling and diagnostic testing. When the part 1 screen is completed, NTD risk is not provided. For a stand-alone NTD-risk assessment, order MAFP1 / Alpha-Fetoprotein (AFP), Single Marker Screen, Maternal, Serum. If the risk from the first trimester is below the established cutoff, an additional serum specimen is collected in the second trimester for SEQB / Sequential Maternal Screen, Part 2, Serum. The blood specimen is tested for AFP, unconjugated estriol , human chorionic gonadotropin , and inhibin A. The information from both trimesters is combined and a report is issued. If results are positive, the patient is typically offered counseling and diagnostic testing. NT: The NT measurement, an ultrasound marker, is obtained by measuring the fluid-filled spacewithin the nuchal region (back of the neck) of the fetus. While fetal NTmeasurements obtained by ultrasonography increase in normalpregnancies with advancing gestational age, Down syndrome and trisomy 18 fetuseshave larger NT measurements than gestational age-matched normalfetuses. Increased fetal NT measurements can therefore serve as an indicator of an increased risk for Down syndrome and trisomy 18. PAPP-A: PAPP-A is a 187-kDa protein comprised of 4 subunits: 2 PAPP-A subunits and 2 pro-major basic protein subunits. PAPP-A is a metalloproteinase that cleaves insulin-like growth factor-binding protein-4 (IGFBP-4), dramatically reducing IGFBP-4 affinity for IGF1 and IGF2, thereby regulating the availability of these growth factors at the tissue level. PAPP-A is highly expressed in first-trimester trophoblasts, participating in regulation of fetal growth. Levels in maternal serum increase throughout pregnancy. Low PAPP-A levels before the fourteenth week of gestation are associated with an increased risk for Down syndrome and trisomy 18. | An interpretive report will be provided. | Maternal screens provide an estimation of risk, not a diagnosis. A negative result indicates that the estimated risk falls below the screen cutoff. A positive result indicates that the estimated risk exceeds the screen cutoff. Trisomy 21 (Down Syndrome): First-trimester results are negative when the calculated risk is below 1/50 (2%). If part 1 is negative, submit an additional specimen in the second trimester (order SEQB / Sequential Maternal Screening, Part 2, Serum). Second-trimester results are negative when the calculated risk is below 1/270 (0.37%). Negative results mean that the risk is less than the established cutoff; they do not guarantee the absence of Down syndrome. Results are positive when the risk is greater than the established cutoff (ie, > or =1/50 in the first trimester and > or =1/270 in the second trimester). Positive results are not diagnostic. When both sequential maternal screening parts 1 and 2are performed with a screen cutoff of 1/270, the combination of maternal age,nuchal translucency (NT), pregnancy-associated plasma protein A , alpha-fetoprotein , unconjugated estriol , human chorionic gonadotropin , and inhibin Ahas an overall detection rate of approximately 90% with a false-positive rate of approximately 3% to 4%. In practice, both the detection rate and false-positive rate vary with maternal age. Trisomy 18 (Edwards Syndrome): In part 1, trisomy 18 results are only reported if the Down syndrome risk is positive. In part 2, the screen cutoff for trisomy 18 is 1/100 (1%). Risks that are greater or equal to 1% are screen-positive; positive results are not diagnostic. Risks less than 1% are screen-negative; negative results do not guarantee the absence of trisomy 18. Use caution when revising trisomy 18 positive results with earlier dating. Babies with trisomy 18 tend to be small, which can lead to underestimation of gestational age and an increased chance of missing a true-positive. Whensequential maternal screening parts 1and 2 are performed, the overall detection rate is approximately 90% with a false-positive rate of approximately 0.1% using a screen cutoff of 1/100. Neural Tube Defect: Risk assessment for neural tube defectsis only available after completion of part 2 of the sequential maternal screen. See SEQB / Sequential Maternal Screening, Part 2, Serum for details. Follow-up: Verify that all information used in the risk calculation is correct (maternal date of birth, gestational dating, etc). If any information is erroneous, contact the laboratory for a revision. Screen-negative results typically do not warrant further evaluation. If the results are positive, the patient is typically offered counseling, ultrasound, diagnostic testing, and possibly, referral to genetics counseling or a high-risk clinic. | Nuchal translucency (NT) measurements must be obtained from NT-certified sonographers. NT-measurement quality indicators will be monitored on a regular basis. Sonographers will be contacted if there is ongoing deviation in the quality indicators. Incorrect or incomplete information may significantly alter results. A screen-negative result does not guarantee the absence of fetal defects. A screen-positive result does not provide a diagnosis but indicates that further diagnostic testing should be considered (an unaffected fetus may have screen-positive result for unknown reasons). In fact, given the low prevalence of Down syndrome, the majority of women with a positive screen will not have a Down syndrome fetus. In twin pregnancies, the risk for Down syndrome is approximated, using twin-adjusted medians. In cases where one twin has demised, results may be unreliable. Results are not available for triplets or higher-multiple pregnancies. Each center offering maternal serum screening to patients should establish a standard screening protocol, which provides pre- and post-screening education and appropriate follow-up for screen-positive results. In rare cases, some individuals can develop antibodies to mouse or other animal antibodies (often referred to as human anti-mouse antibodies [HAMA] or heterophile antibodies), which may cause interference in some immunoassays. Caution should be used in interpretation of results and the laboratory should be alerted if the result does not correlate with the clinical presentation. | 1. Malone FD, Canick JA, Ball RH, et al: First-trimester or second-trimester screening, or both, for Down's syndrome. N Engl J Med. 2005 Nov 10;353(19):2001-2011 2. Prenatal Diagnostic Testing for Genetic Disorders. ACOG Practice Bulletin No. 163. American College of Obstetricians and Gynecologists. Obstet Gynecol. 2016 May;127(5):979-981. doi: 10.1097/AOG.0000000000001439 3. Wald NJ, Rodeck C, Hackshaw AK, et al: SURUSS in Perspective. Semin Perinatol. 2005 Aug;29(4):225-235 4. Palomaki GE, Steinort K, Knight GJ, et al: Comparing three screening strategies for combining first- and second-trimester Down syndrome markers. Obstet Gynecol. 2006 Feb;107(2 Pt 1):367-375 5. Palomaki GE, Neveux LM, Knight GJ, et al: Maternal serum-integrated screening for trisomy 18 using both first- and second-trimester markers. Prenat Diagn. 2003 Mar;23(3):243-247 6. Yarbrough ML, Stout M, Gronowski AM: Pregnancy and its disorders. In: Rifai N, Horvath AR, Wittwer CT, eds. Tietz Textbook of Clinical Chemistry and Molecular Diagnostics. 6th ed.. Elsevier; 2018:1655-1696 | This test includes measuring the nuchal translucency (NT) and pregnancy-associated plasma protein A (PAPP-A). The NT and PAPP-A are compared to median values for a given gestational age and a multiple-of-the-median (MoM) is calculated for each. The MoM results are entered into a multivariate algorithm that includes the mother's age to derive risk factors for Down syndrome and trisomy 18. If the calculated risks exceed the screen cutoff, the results are reported and the screen is ended. If the results from the first part of screening fall below the screen cutoff, the results are held until the second sample is analyzed. PAPP-A is performed on the Beckman Access using an automated immunoenzymatic assay with paramagnetic separation and chemiluminescent detection.(Unpublished Mayo method) | 4 to 6 days | 14 days | This test was developed and its performance characteristics determined by Mayo Clinic in a manner consistent with CLIA requirements. It has not been cleared or approved by the US Food and Drug Administration. | 84163 | Sequential Maternal Screen, Part 1 | 49086-2 | PRHIX | Prev Down (T21) / Trisomy Pregnancy | 53826-4
SEQB | Sequential Maternal Screening, Part 2, Serum | Prenatal screening for Down syndrome, neural tube defects, and trisomy 18 Identifying abnormal levels of alpha-fetoprotein in the second trimester | Immunoenzymatic Assay | Yes | Sequential Maternal Screen, Part 2 | For more information seeSequential Maternal Serum Screening Testing Algorithm. | Container/Tube: Preferred:Serum gel Acceptable:Red top Submission Container/Tube:Plastic vial Specimen Volume:1 mL Collection Instructions: 1. Collect blood between 15 weeks, 0 days and 22 weeks, 6 days. Do not collect blood after performing amniocentesis, as that may lead to an artificially increased serum alpha-fetoprotein level and unreliable results. 2. Centrifuge and aliquot serum into a plastic vial within 2 hours of collection. | 0.5 mL | Maternal serum screening is used to identify pregnancies that may have an increased risk for certain birth defects, such as trisomy 21 (Down syndrome), neural tube defect (NTD) and trisomy 18. Various options for maternal serum screening are available and include: first trimester, second trimester, and cross-trimester. Sequential screening is a type of cross-trimester screening, which has an improved detection rate as compared to either first- or second-trimester screening. Sequential screening combines biochemical and ultrasound markers (nuchal translucency: NT) measured in both trimesters of the pregnancy. SEQA / Sequential Maternal Screening, Part 1, Serum involves an ultrasound and a blood collection. The ultrasound measurement, referred to as the NT measurement, is difficult to perform accurately. Therefore, NT data is accepted only from NT-certified sonographers. Along with the NT measurement, a maternal serum specimen is collected to measure pregnancy-associated plasma protein A. The results of the ultrasound measurement and blood work along with the maternal age and demographic information are used to calculate Down syndrome and trisomy 18 risk estimates. If the result from part 1 indicates a risk for Down syndrome that is higher than the screen cutoff, the screen is completed, and a report is issued. In that event, the patient is typically offered counseling and diagnostic testing. When the part 1 screen is completed, a NTD risk is not provided. For a stand-alone NTD-risk assessment, order MAFP1 / Alpha-Fetoprotein (AFP), Single Marker Screen, Maternal, Serum. If the risk from the first trimester is below the established cutoff, an additional serum specimen is collected in the second trimester for this test. The blood sample is tested for AFP, unconjugated estriol (uE3), human chorionic gonadotropin (hCG), and inhibin A. The information from both trimesters is combined and a report is issued. If results are positive, the patient is typically offered counseling and diagnostic testing. AFP: AFP is a fetal protein that is initially produced in the fetal yolk sac and liver. A small amount also is produced by the gastrointestinal tract. By the end of the first trimester, nearly all of the AFP is produced by the fetal liver. The concentration of AFP peaks in fetal serum between 10 to 13 weeks. Fetal AFP diffuses across the placental barrier into the maternal circulation. A small amount also is transported from the amniotic cavity. The AFP concentration in maternal serum rises throughout pregnancy, from a nonpregnancy level of 0.2 to about 250 ng/mL at 32 weeks gestation. If the fetus has an open NTD, AFP is thought to leak directly into the amniotic fluid causing unexpectedly high concentrations of AFP. Subsequently, the AFP reaches the maternal circulation, thus producing elevated serum levels. Other fetal abnormalities such as omphalocele, gastroschisis, congenital renal disease, esophageal atresia, and other fetal-distress situations such as threatened abortion and fetal demise, may also show AFP elevations. Additionally, increased maternal serum AFP values may be seen in pregnancies with multiple fetuses and in unaffected singleton pregnancies in which the gestational age has been underestimated. Lower maternal serum AFP values have been associated with an increased risk for genetic conditions such as Down syndrome and trisomy 18. uE3: Estriol, the principal circulatory estrogen hormone in the blood during pregnancy, is synthesized by the intact feto-placental unit. Estriol exists in maternal blood as a mixture of the unconjugated form and a number of conjugates. The half-life of uE3 in the maternal blood system is 20 to 30 minutes because the maternal liver quickly conjugates estriol to make it more water soluble for urinary excretion. Estriol levels increase during the course of pregnancy. Decreased uE3 has been shown to be a marker for Down syndrome and trisomy 18. Low levels of estriol also have been associated with pregnancy loss, Smith-Lemli-Opitz, and X-linked ichthyosis (placental sulfatase deficiency). hCG: hCG is a glycoprotein consisting of 2 noncovalently-bound subunits. The alpha subunit is identical to the alpha subunits of luteinizing hormone (LH), follicle-stimulating hormone (FSH), and thyrotropin (TSH, formerly thyroid-stimulating hormone), while the beta subunit has significant homology to the beta subunit of LH and limited similarity to the FSH and TSH beta subunits. The beta subunit determines the unique physiological, biochemical, and immunological properties of hCG. TheCGAgene (glycoprotein hormones, alpha polypeptide) is thought to have developed through gene duplication from theLHgene in a limited number of mammalian species. hCG only plays an important physiological role in primates (including humans), where it is synthesized by placental cells, starting very early in pregnancy, and serves to maintain the corpus luteum, and hence progesterone production, during the first trimester. Thereafter, the concentration of hCG begins to fall as the placenta begins to produce steroid hormones and the role of the corpus luteum in maintaining pregnancy diminishes. Increased total beta hCG levels are associated with Down syndrome, while decreased levels may be seen in trisomy 18. Elevations of hCG also can be seen in pregnancies with multiple fetuses, unaffected singleton pregnancies in which the gestational age has been overestimated, triploidy, fetal loss, and hydrops fetalis. Inhibin A: Inhibins are a family of heterodimeric glycoproteins, primarily secreted by ovarian granulosa cells and testicular Sertoli cells, which consist of disulfide-linked alpha and beta subunits. While the alpha subunits are identical in all inhibins, the beta subunits exist in 2 major forms, termed A and B, each of which can occur in different isoforms. Depending on whether an inhibin heterodimer contains a beta A or a beta B chain, they are designated as inhibin A or inhibin B, respectively. Together with the related activins, which are homodimers or heterodimers of beta A and B chains, the inhibins are involved in gonadal-pituitary feedback and in paracrine regulation of germ cell growth and maturation. During pregnancy, inhibins and activins are produced by the feto-placental unit in increasing quantities, mirroring fetal growth. Their physiological role during pregnancy is uncertain. They are secreted into the coelomic and amniotic fluid, but only inhibin A is found in appreciable quantities in the maternal circulation during the first and second trimesters. Maternal inhibin A levels are correlated with maternal hCG levels and are abnormal in the same conditions that are associated with abnormal hCG levels (eg, inhibin A levels are typically higher in Down syndrome pregnancies). However, despite their similar behavior, measuring maternal serum inhibin A concentrations in addition to maternal serum hCG concentrations further improves the sensitivity and specificity of maternal multiple marker screening for Down syndrome. | An interpretive report will be provided. | Maternal screens provide an estimation of risk, not a diagnosis. A negative result indicates that the estimated risk falls below the screen cutoff. A positive result indicates that the estimated risk exceeds the screen cutoff. Neural Tube Defect: Screen-negative results indicate that the alpha-fetoprotein (AFP) multiple of the median (MoM) falls below the screen cutoff of 2.50 MoM. A negative screen does not guarantee the absence of a neural tube defect (NTD). A screen-positive result indicates that the calculated AFP MoM is greater or equal to 2.50 MoM and may indicate an increased risk for open NTD. The actual risk depends on the level of AFP and the individual's pretest risk of having a child with a NTD based on family history, geographical location, maternal conditions such as diabetes and epilepsy, and use of folate prior to conception. A screen-positive result does not infer a definitive diagnosis of a NTD but indicates that further evaluation should be considered. Approximately 80% of pregnancies affected with open NTDs have AFP MoM values of greater than 2.50. Trisomy 21 (Down Syndrome): Second-trimester results are negative when the calculated risk is below 1/270 (0.37%). Negative results mean that the risk is less than the established cutoff; they do not guarantee the absence of Down syndrome. Results are positive when the risk is greater than the established cutoff (> or =1/270). Positive results are not diagnostic. When both sequential maternal screening parts 1 and 2are performed with a screen cutoff of 1/270, the combination of maternal age, nuchal translucency, pregnancy-associated plasma protein A, AFP, unconjugated estriol, human chorionic gonadotropin, and inhibin A has an overall detection rate of approximately 90% with a false-positive rate of approximately 3% to 4%. In practice, both the detection rate and false-positive rate vary with maternal age. Trisomy 18 (Edwards Syndrome): The screen cutoff for trisomy 18 is 1/100 (1%) in the second trimester. Risks that are greater or equal to 1% are screen-positive; positive results are not diagnostic. Risks less than 1% are screen-negative; negative results do not guarantee the absence of trisomy 18. Use caution when revising trisomy 18 positive results with earlier dating. Babies with trisomy 18 tend to be small, which can lead to underestimation of gestational age and an increased risk of missing a true-positive. Whensequential maternal screening parts 1and 2 are performed, the overall detection rate is approximately 90% with a false-positive rate of approximately 0.1% using a screen cutoff of 1/100. Follow-up: Upon receiving maternal serum screening results, all informationused in the risk calculation should be reviewed for accuracy (maternal date of birth, gestational dating, etc). If any information isincorrect, the laboratory should be contacted for a recalculation ofthe estimated risks. Screen-negative results typically do not warrant further evaluation. If the results are positive, the patient is typically offered counseling, ultrasound, diagnostic testing, and, possibly, a referral to genetics counseling or a high-risk clinic. | Incorrect or incomplete information may significantly alter results. A screen-negative result does not guarantee the absence of fetal defects. A screen-positive result does not provide a diagnosis but indicates that further diagnostic testing should be considered (an unaffected fetus may have screen-positive result for unknown reasons). In fact, given the low prevalence of Down syndrome, the majority of women with a positive screen will not have a Down syndrome fetus. Maternal serum alpha-fetoprotein (AFP) should not be measured after amniocentesis because maternal-fetal transfusion may occur, which would falsely increase the serum AFP. In twin pregnancies, the risk for Down syndrome is approximated, using twin-adjusted medians. In cases where one twin has demised, results may be unreliable. Results are not available for triplets or higher-multiple pregnancies. Each center offering maternal serum screening to patients should establish a standard screening protocol, which provides pre- and post-screening education and appropriate follow-up for screen-positive results. In a small percentage of samples, there is potential for alkaline phosphatase associated positive interference in the Beckman Access uE3 assay. This potential interference does not appear to be related to the amount of alkaline phosphatase in the patient sample. A falsely elevated unconjugated estriol test result can lead to inaccurately underestimating the relative risk of chromosomal abnormalities, such as trisomy 21 and 18. In rare cases, some individuals can develop antibodies to mouse or other animal antibodies (often referred to as human anti-mouse antibodies [HAMA] or heterophile antibodies), which may cause interference in some immunoassays. Caution should be used in interpretation of results and the laboratory should be alerted if the result does not correlate with the clinical presentation. | 1. Malone FD, Canick JA, Ball RH, et al: First-trimester or second-trimester screening, or both, for Down's syndrome. N Engl J Med. 2005 Nov 10;353(19):2001-2011 2. Prenatal Diagnostic Testing for Genetic Disorders. ACOG Practice Bulletin No. 163. American College of Obstetricians and Gynecologists. Obstet Gynecol. 2016 May;127(5):979-981. doi: 10.1097/AOG.0000000000001439 3. Wald NJ, Rodeck C, Hackshaw AK, Rudnicka A: SURUSS in perspective. Semin Perinatol. 2005 Aug;29(4):225-235 4. Palomaki GE, Steinort K, Knight GJ, Haddow JE: Comparing three screening strategies for combining first- and second-trimester Down syndrome markers. Obstet Gynecol. 2006 Feb;107(2 Pt 1):367-375 5. Palomaki GE, Neveux LM, Knight GJ, Haddow JE: Maternal serum-integrated screening for trisomy 18 using both first- and second-trimester markers. Prenat Diagn. 2003 Mar;23(3):243-247 6. Yarbrough ML, Stout M, Gronowski AM: Pregnancy and its disorders. In: Rifai N, Horvath AR, Wittwer CT, eds. Tietz Textbook of Clinical Chemistry and Molecular Diagnostics. 6th ed. Elsevier; 2018:1655-1696 | This test includes measuring alpha-fetoprotein (AFP), unconjugated estriol (uE3), human chorionic gonadotropin (hCG), and inhibin A. These measurements are compared to median values for a given gestational age and a multiple of the median (MoM) is calculated for each. Then, results from both trimesters (part 1 and part 2) are entered into a multivariate algorithm that includes the mother's age to derive risk factors for Down syndrome, trisomy 18, and neural tube defects. An interpretive report will be provided. AFP, beta hCG, uE3, and inhibin A assays are performed on the Beckman Access using an automated immunoenzymatic assays with paramagnetic separation and chemiluminescent detection.(Unpublished Mayo method) | 4 to 6 days | 14 days | This test was developed and its performance characteristics determined by Mayo Clinic in a manner consistent with CLIA requirements. It has not been cleared or approved by the US Food and Drug Administration. | 8151182105 (if appropriate)82677 (if appropriate)84702 (if appropriate)86336 (if appropriate) | Sequential Maternal Screen, Part 2 | 48800-7 | 601804 | Physician Phone Number | 68340-9
SALS | Serologic Agglut Method 1 Ident (Bill Only) |  | This test is for billing purposes only. This is not an orderable test. | Yes | Serologic Agglut Method 1 Ident | Varies | This test is for billing purposes only. This is not an orderable test. |  |  | This test is for billing purposes only. This is not an orderable test. | [6 empty] | Not Applicable | 87147
EC | Serologic Agglut Method 2 Ident (Bill Only) |  | This test is for billing purposes only. This is not an orderable test. | Yes | Serologic Agglut Method 2 Ident | Varies | This test is for billing purposes only. This is not an orderable test. |  |  | This test is for billing purposes only. This is not an orderable test. | [6 empty] | Not Applicable | 87147
SIDC | Serologic Agglut Method 4 Ident (Bill Only) |  | This test is for billing purposes only. This is not an orderable test. | Yes | Ident Serologic Agglut Method 4 | Varies | This test is for billing purposes only. This is not an orderable test. |  |  | This test is for billing purposes only. This is not an orderable test. | [6 empty] | Not Applicable | 87147
FSERO | SeroNeg RAdx3 Profile |  | ELISA | Yes | SeroNeg RAdx3 Profile | Serum | Collection Container/Tube:10 mL Red Submission Container/Tube:Plastic vial Specimen Volume:3 mL Acceptable:SST Collection Instructions:Draw blood in a plain red-top tube(s), serum gel tube is acceptable. Spin down and send 3 mL of serum refrigerated in a plastic vial. | 3 mL (volume does NOT allow for repeat testing) | SeroNeg RAdx3 is a diagnostic and prognostic panel for Rheumatoid Arthritis designed to complement traditional RF and Anti-CCP testing. This profile, consisting of 14-3-3 eta protein, Anti -CEP-1 Ab and Anti-Sa Ab, enhances the diagnosis of established or early RA (in individuals seronegative for RF and Anti-CCP Ab) and also helps predict disease severity. Decrease in 14-3-3eta and/or Anti-Sa Ab with treatment is associated with less radiographic progression. The presence of Anti-CEP1 and Anti-CCP Antibodies suggests the imminent progression of pre-clinical RA into clinical RA | Interpretation for: 14.3.3 ETA, Rheum. Arthritis: Reference Range: <0.20 ng/mL Negative:<0.20 ng/mL Weak Positive:0.20-0.39 ng/mL Moderate Positive: 0.40-0.79 ng/mL Strong Positive:>0.79 ng/mL Interpretation for: Anti-CEP-1 Ab, IgG and Anti-Sa Ab, IgG: Reference Range: <20 Negative: <20 units Weak Positive: 20-39 units Moderate Positive: 40-80 units Strong Positive: >80 units |  |  |  |  | 9 to 14 days |  | This test was developed and its performance characteristics determined by LabCorp. It has not been cleared or approved by the Food and Drug Administration. | 8352083516 x2 | SeroNeg RAdx3 Profile | Not Provided | Z5781 | Anti-Sa Ab, IgG | 54022-9
SRAU | Serotonin Release Assay, Unfractionated Heparin, Mass Spectrometry, Serum | Detecting heparin-dependent platelet activating antibodies implicated in the pathogenesis of heparin-induced thrombocytopenia | Liquid Chromatography Tandem Mass Spectrometry (LC-MS/MS) | Yes | Serotonin Release Assay, UFH, MS, S | Serum Red | Patient Preparation: 1.Specimen should be collected from a fasting (preferred, but not required) patient during an episode of suspected heparin-induced thrombocytopenia. 2. Patient should not be on ticagrelor (Brilinta) as this may interfere with the assay, yielding a false-negative result. Supplies:Sarstedt Aliquot Tube, 5 mL (T914) Collection Container/Tube:Red top (serum gel/SST arenotacceptable) Submission Container/Tube:Plastic vial Specimen Volume:1 mL Collection Instructions: 1. After collection, specimen should sit at ambient temperature for a minimum of 1 hour in order to clot completely. 2. Centrifuge and aliquot serum into a plastic vial. Specimen Stability Information:Frozen (preferred) 2 years/Refrigerate 7 days | 1 mL | There are established and emerging disorders that are collectively termed thrombocytopenia and thrombosis syndromes. The most commonly recognized is heparin-induced thrombocytopenia (HIT); additional newer associations include adenovirus vector-based SARS-CoV-2 vaccine-induced thrombocytopenia and HIT-like syndromes that occur in the absence of exposure to heparin (currently termed spontaneous or autoimmune HIT). In this situation, the heparin platelet-factor 4 (PF4) IgG antibody typically develops after surgery or infection. HIT is a serious immune-mediated syndrome, (ie, type II HIT or immune HIT), which occurs in 1% to 5% of patients treated with unfractionated heparin and at a lower frequency in patients treated with low-molecular weight heparin. The 4Ts score is a validated scoring system to estimate the pretest clinical probability of HIT. Scores are assigned to the degree and timing of onset of thrombocytopenia, and the presence or absence of thrombosis (arterial or venous), in the absence of other potential explanations for the thrombocytopenia. In HIT, typical onset of thrombocytopenia is between days 5 and 10 of heparin therapy, but thrombocytopenia can arise earlier (<5 days after heparin exposure, ie, rapid onset of HIT) or later (>4 weeks after heparin exposure, ie, delayed onset of HIT). The platelet count typically decreases by 40% to 50% from baseline or the postoperative peak (in surgical patients), even though the absolute count may remain normal and the thrombocytopenia resolves within 7 to 14 days of cessation of heparin therapy (unless there is another coexisting cause of thrombocytopenia). Development or progression of (venous or arterial) thrombosis is termed heparin-induced thrombocytopenia with thrombosis syndrome and can occur in 30% to 50% of patients, rarely even following discontinuation of heparin therapy. Other Syndromes of Thrombocytopenia and Thrombosis: There are an increasing number of reports of patients who develop thrombocytopenia and thrombosis after surgery, particularly after orthopedic surgery and after selected infections. The clinical course and laboratory characteristics of this group of patients are similar to the classical HIT occurring with heparin exposure except perhaps development of high-titer antibodies against heparin/PF4 complexes. An emerging recognition is the development of thrombocytopenia and thrombosis occurring 3 to 4 weeks after adenovirus vector SARS-CoV-2 exposure. The clinical course is also similar to immune HIT. Laboratory Characteristics of HIT: HIT is caused, in at least 90% of cases, by antibodies to antigen complexes of heparinoid (heparin or similar glycosaminoglycans) and PF4. PF4 is a platelet-specific heparin-binding (neutralizing) protein that is abundant in platelet alpha granules from which it is secreted following platelet stimulation. A reservoir of PF4 normally accumulates on vascular endothelium. Following heparin administration, immunogenic complexes of PF4 and heparin can provide an antigenic stimulus for antibody development in some patients. Antibodies bound to platelets that display complexes of PF4/heparin antigen can activate platelets via interaction of the Fc immunoglobulin tail of the IgG antibody with platelet Fc gamma IIa receptors, leading to perpetuation of the pathologic process that can cause platelet-rich thrombi in the microcirculation in some cases. Functional assays for HIT antibody detection rely on antibody-mediated heparin-dependent platelet activation. The endpoint of platelet activation may be platelet aggregation or platelet secretion of serotonin or adenosine triphosphate (ATP) using patient serum or plasma supplemented with heparin and platelets from carefully normal selected donors. The sensitivity of functional assays for HIT ranges from 50% to 60% for heparin-dependent platelet aggregation assays to 70% to 80% for serotonin release assays. The specificity of positive functional tests for HIT diagnosis is believed to be high (> or =90%). However, because of their complexity, functional tests for detecting HIT antibodies are not widely available. | Low Heparin Serotonin Release: <20% High Heparin Serotonin Release: <20% Serotonin Release Assay Result: Negative | In a negative serotonin release assay (SRA), patient serum induced serotonin release of below 20% from normal donor platelets in presence of low concentration of unfractionated heparin (UFH) (0.1U/mL) regardless of the serotonin release with high concentration of UFH (100 U/mL). In a positive SRA, patient serum induced serotonin release of 20% or more from normal donor platelets in presence of low concentration of UFH (0.1U/mL). This release is inhibited in presence of high concentration of UFH (100 U/mL) and falls below 20%. In an indeterminate SRA, patient serum induced serotonin release of 20% or more from normal donor platelets in presence of low concentration of UFH (0.1U/mL) and high concentration of UFH (100 U/mL). Indeterminate results can occur due to non-heparin dependent antibodies (eg, human leukocyte antigen antibodies). Occasionally some indeterminate results may show greater than 50% inhibition of serotonin release from normal donor platelets in presence of high concentration of UFH (100 U/mL) compared to low concentration of UFH (0.1U/mL), which is suggestive for heparin-induced thrombocytopenia in the right clinical context. Table. Results and Interpretation Low heparin release % High heparin release % Interpretation <20% <20% Negative <20% > or =20% Negative > or =20% <20% Positive | Ticagrelor(Brilinta)use by the patient may result in a false-negative serotonin release assay (SRA) result. A negative SRA result makes the diagnosis of HIT less likely, however, SRA negative patients with bonafide clinical HIT in whom the SRA result may turn positive on subsequent testing have been reported in the literature. | 1. Warkentin TE, Arnold DM, Nazi I, Kelton JG. The platelet serotonin-release assay. Am J Hemtol. 2015;90(6):564-572. doi:10.1002/ajh.24006 2. Minet V, Dogne JM, Mullier F. Functional assays in the diagnosis of heparin-induced thrombocytopenia: a review. Molecules. 2017;22(4):617. doi:10.3390/molecules22040617 3. Sono-Koree NK, Crist RA, Frank EL, Rodgers GM, Smock KJ. A high-performance liquid chromatography method for the serotonin release assay is equivalent to the radioactive method. Int. J Lab Hematol. 2016;38(1):72-80. doi:10.1111/ijlh.12442 | Patient serum is incubated with donor platelets and different concentrations of heparin. Anti-heparin platelet-factor 4/heparin antibodies present in the patient serum will bind to platelet Fc gamma receptors and activate donor platelets, releasing serotonin from the platelet granules. The released serotonin is measured utilizing liquid chromatography tandem mass spectrometry.(Carling RS, Degg TS, Allen KR, et al. Evaluation of whole blood serotonin and plasma and urine 5-hydroxyindole acetic acid in diagnosis of carcinoid disease. Ann Clin Biochem. 2002;39:577-582) | 1 to 3 days | 7 days | This test was developed and its performance characteristics determined by Mayo Clinic in a manner consistent with CLIA requirements. It has not been cleared or approved by the US Food and Drug Administration. | 82542 | Serotonin Release Assay, UFH, MS, S | 50736-8 | 616235 | Disclaimer | 62364-5
SERU | Serotonin, 24 Hour, Urine | The diagnosis of a small subgroup of carcinoid tumors that produce predominately 5-hydroxytryptophan (5-HTP) but very little serotonin and chromogranin A Follow-up of patients with known or treated carcinoid tumors that produce predominately 5-HTP but very little serotonin and chromogranin A | Liquid Chromatography-Tandem Mass Spectrometry (LC-MS/MS) | Yes | Serotonin, 24 Hr, U | Urine | Patient Preparation: 1.Patients should not eat avocados, bananas, butternuts, cantaloupe, dates, eggplant, grapefruit, hickory nuts, honeydew melon, kiwifruit, melon, nuts, pecans, pineapple, plantains, plums, tomatoes, or walnuts, which are high in serotonin for 48 hours before and during collection. 2. Patient should discontinue medications that may elevate urine serotonin concentration including lithium, monoamine oxidase-inhibitors, methyldopa, morphine, and reserpine. Patient should also discontinue use of selective serotonin reuptake inhibitors (SSRI; eg, PROZAC) that can lead to depletion of platelet serotonin levels and result in false-negative urine serotonin tests. 3. Patient should avoid heavy nicotine consumption during the 24-hour collection period. Supplies:Urine Tubes, 10mL (T068) Container/Tube:Plastic, 10-mL urine tube Specimen Volume:5 mL Collection Instructions: 1.Add 25 mL of 50% acetic acid as preservative at start of collection. 2.Collect urine for24-hours. 3. Refrigerate specimen during collection. Additional Information:SeeUrine Preservatives-Collection and Transportation for 24-Hour Urine Specimensfor multiple collections. | 2.5 mL | Serotonin (5-hydroxytryptamine) is synthesized from the essential amino acid tryptophan via the intermediate 5-hydroxytryptophan (5-HTP). Serotonin production sites are the central nervous system (CNS), where it acts as a neurotransmitter, and neuroectodermal cells, chiefly gastrointestinal (GI) enterochromaffin cells (EC-cells). The CNS and peripheral serotonin pools are isolated from each other. EC-cell production accounts for 80% of the body's serotonin content. Many different stimuli can release serotonin from EC-cells. Once secreted, in concert with other gut hormones, serotonin increases GI blood flow, motility, and fluid secretion. On first pass through the liver, 30% to 80% of serotonin is metabolized, predominately to 5-hydroxyindoleacetic acid (5-HIAA), which is excreted by the kidneys. Ninety percent of the remainder is metabolized to 5-HIAA in the lungs. Of the remaining 10%, almost all is taken up by platelets, where it remains until it is released during clotting, promoting further platelet aggregation. The main diseases that may be associated with measurable increases in serotonin are neuroectodermal tumors, in particular, those arising from EC-cells, which are termed carcinoids. They are subdivided into foregut carcinoids, arising from respiratory tract, stomach, pancreas, or duodenum (approximately 15% of cases); midgut carcinoids, occurring within jejunum, ileum, or appendix (approximately 70% of cases); and hindgut carcinoids, which are found in the colon or rectum (approximately 15% of cases). The enzyme 5-HTP decarboxylase, which converts the intermediate 5-HTP to serotonin, is present in midgut tumors but is absent or present in low concentrations in foregut and hindgut tumors. Carcinoids display a spectrum of aggressiveness with no clear distinguishing line between benign and malignant. The majority of carcinoid tumors do not cause significant clinical disease. Those tumors that behave more aggressively tend to cause nonspecific GI tract disturbances, such as intermittent pain and bloating, for many years before more overt symptoms develop. In advanced tumors, morbidity and mortality relate as much, or more, to the biogenic amines, chiefly serotonin, and peptide hormones secreted, as to local and distant spread. The symptoms of this so-called carcinoid syndrome consist of flushing, diarrhea, right-sided valvular heart lesions, and bronchoconstriction. These symptoms are at least partly caused by serotonin. Carcinoid syndrome is usually caused by midgut tumors, as foregut and hindgut neoplasms produce far lesser amounts of serotonin. Because midgut tumors drain into the portal circulation, which passes into the liver, undergoing extensive hepatic (first pass) serotonin degradation, symptoms do not usually occur until liver or other distant metastases have developed, producing serotonin that bypasses the hepatic degradation. Serotonin production by disseminated carcinoid tumors can sometimes be so substantial that body tryptophan stores become depleted and clinical tryptophan deficiency, resembling pellagra (triad of diarrhea, dementia, and dermatitis), develops. Diagnosis of carcinoid tumors with symptoms suggestive of carcinoid syndrome rests on measurements of circulating and urine serotonin, urine 5-HIAA (HIAA / 5-Hydroxyindoleacetic Acid [5-HIAA], 24 Hour, Urine), and serum chromogranin A (CGAK / Chromogranin A, Serum), a peptide that is cosecreted alongside specific hormones by neuroectodermal cells. Urine serotonin is, in most circumstances, the least likely marker to be elevated (see Interpretation). | < or =210 mcg/24 hours Reference values apply to all ages. | It is usually impossible to diagnose asymptomatic, smallcarcinoid tumors by measurement of serum or urine serotonin,urine 5 hydroxyindoleacetic acid (5-HIAA), or serum chromogranin A. By contrast, 1 or more ofthese markers are elevated in most patients with more advancedand symptomatic tumors, usually to levels several times theupper limit of the reference interval. In patients with advanced and symptomatic tumors the followingpatterns of tumor marker elevations are observed: -Serum or whole blood serotonin is elevated in nearly allpatients with midgut tumors, but only in approximately 50% ofthose with foregut carcinoids, and in no more than 20% ofindividuals with hindgut tumors, because foregut and hindguttumors often have low or absent 5-hydroxytryptophan (5-HTP) decarboxylase activityand, therefore, may produce little, if any, serotonin. -Urine 5-HIAA is elevated in almost all carcinoid-syndromepatients with midgut tumors, in about 30% of individuals withforegut carcinoids, but almost never in hindgut tumors. -Serum chromogranin A measurements are particularly suitedfor diagnosing hindgut tumors, being elevated in nearly allcases, even though serotonin and 5-HIAA are often normal.Chromogranin A is also elevated in 80% to 90% of patients withsymptomatic foregut and midgut tumors. -Urine serotonin is in most circumstances the least likelymarker to be elevated. The exception is tumors (usuallyforegut tumors) that produce predominately 5-HTP, rather thanserotonin, and also secrete little, if any, chromogranin A. In thiscase, circulating chromogranin A, circulating serotonin levels,and urine 5-HIAA levels would not be elevated. However, thekidneys can convert 5-HTP to serotonin, leading to high urineserotonin levels. Urine serotonin measurements are not commonly employed incarcinoid tumor follow-up. The exceptions are patients withtumors that almost exclusively secrete 5-HTP, as summarizedabove. In these individuals, urine serotonin is the tumor markerof choice to monitor disease progression. In all other patients, disease progression is monitored bestusing urinary 5-HIAA and serum chromogranin Ameasurements. These markers are usually proportional to thepatient's tumor burden over a wide range of tumor extent andtumor secretory activity. | Serotonin- or tryptophan-rich foods(eg, avocados, bananas, plums, walnuts, pineapple, eggplant, plantain, tomatoes, hickory nuts, kiwi, dates, grapefruit, cantaloupe, or honeydew melon)will elevate urinary serotonin and urinary 5 hydroxyindoleacetic acid (5-HIAA) levels markedly. Serum and blood serotonin and chromogranin A levels are not significantly affected by diet. Medications that may elevate urine and serum serotonin concentrations include lithium, monoamine oxidase-inhibitors, methyldopa, morphine, and reserpine. Selective serotonin reuptake inhibitors (SSRI; eg, PROZAC) can lead to depletion of platelet serotonin levels and result in false-negative urine, serum, and blood serotonin tests. The effects of drugs are more marked on urine serotonin and 5-HIAA levels than on serum serotonin levels. Heavy nicotine consumption, in particular heavy smoking, can result in false elevations of urinary serotonin levels as measured with this assay. This is due to about 1% measurement cross-reactivity of the major nicotine metabolite cotinine with serotonin. While this has no significant impact on serum or whole blood serotonin, the renal elimination of cotinine means that this metabolite is highly concentrated in urine, resulting in potential elevations in urine serotonin of 10 to 80 mcg/24 hours above the true urine serotonin level. | 1. Kema IP, Schellings AM, Meibotg G, et al: Influence of a serotonin- and dopamine-rich diet on platelet serotonin content and urinary excretion of biogenic amines and their metabolites. Clin Chem. 1992 Sep;38(9):1730-1736 2. Kema IP, de Vries EG, Muskiet FA: Clinical chemistry of serotonin and metabolites. J Chromatogr. 2000 Sep;747(1-2):33-48 3. Meijer WG, Kema IP, Volmer M, et al: Discriminating capacity of indole markers in the diagnosis of carcinoid tumors. Clin Chem. 2000 Oct;46(10):1588-1596 4. Ganim RB, Norton JA: Recent advances in carcinoid pathogenesis, diagnosis and management. Surg Oncol. 2000 Dec;9(4):173-179 5.Eisenhofer G, Grebe S, Cheung NKV. Monamine-producing tumors.In: Rifai N, Horvath AR, Wittwer C, eds Tietz Textbook of Clinical Chemistry and Molecular Diagnostics. 6th ed. Elsevier; 2017:chap 63 6. Brand T, Anderson GM: The measurement of platelet-poor plasma serotonin: a systematic review of prior reports and recommendations for Improved Analysis. Clinical Chemistry. 2011 Oct; 57(10):1376-86 7. Liu EH, Solorzano CC, Katznelson L, Vinik AI, Wong R, Randolph G: AACE/ACE disease state clinical review: diagnosis and management of midgut carcinoids. Endocr Prac. 2015 May; 21(5):534-545 | Serotonin is removed from urine using reversed-phase solid-phase extraction (SPE). Separation is completed using a Bond Elut C18 SPE cartridge and is eluted with 40% acetonitrile /1mM ammonium acetate/0.1% formic acid. The eluate is analyzed using liquid chromatography/tandem mass spectrometry and quantified using a stable isotope-labeled internal standard, d4-serotonin.(Carling RS, Degg TS, Allen KR, et al: Evaluation of whole blood serotonin and plasma and urine 5-hydroxyindole acetic acid in diagnosis of carcinoid disease. Ann Clin Biochem 2002;39:577-582; Johnsen E, Leknes S, Wilson SR, Lundanes E. Liquid chromatography-mass spectrometry platform for both small neurotransmitters and neuropeptides in blood, with automatic and robust solid phase extraction. Sci Rep. 2015 Mar 20;5:9308. doi: 10.1038/srep09308) | 5 to 8 days | 2 weeks | This test was developed and its performance characteristics determined by Mayo Clinic in a manner consistent with CLIA requirements. It has not been cleared or approved by the US Food and Drug Administration. | 84260 | Serotonin, 24 Hr, U | 18253-5 | VL67 | Urine Volume | 3167-4
SERWB | Serotonin, Blood | In conjunction with, or as an alternative to, first-order tests in the differential diagnosis of isolated symptoms suggestive of carcinoid syndrome, in particular flushing (5-hydroxyindoleacetic acidor serum chromogranin A measurements are first-line tests) Second-order test in the follow-up of patients with known or treated carcinoid tumors using whole blood specimens | Liquid Chromatography Tandem Mass Spectrometry (LC-MS/MS) | Yes | Serotonin, B | Whole Blood EDTA | Patient Preparation: 1. Patients should not eat avocados, bananas, butternuts, cantaloupe, dates, eggplant, grapefruit, hickory nuts, honeydew melon, kiwifruit, melon, nuts, pecans, pineapple, plantains, plums, tomatoes, or walnuts, which are high in serotonin for 48 hours before and during collection. 2. Patient should discontinue medications that may elevate urine serotonin concentration including lithium, monoamine oxidase inhibitors, methyldopa, morphine, and reserpine. Patient should also discontinue use of selective serotonin reuptake inhibitors (SSRI, eg, PROZAC), which can lead to depletion of platelet serotonin levels and result in false-negative serotonin results. Supplies:Serotonin Tube (T259) Collection Container/Tube:Lavender top (EDTA) Submission Container/Tube:Serotonin tube containing ascorbic acid Specimen Volume:2.5 mL Collection Instructions: 1. Immediately after collection, transfer approximately 2.5 mL of whole blood to the serotonin tube and mix well (any volume of whole blood from 1.5-3 mL is acceptable). 2. Immediately freeze specimen (necessary to lyse the red blood cells). | 1.5 mL | Serotonin (5-hydroxytryptamine) is synthesized from the essential amino acid tryptophan via the intermediate 5-hydroxytryptophan (5-HTP). Serotonin production sites are the central nervous system (CNS), where it acts as a neurotransmitter, and neuroectodermal cells, chiefly gastrointestinal (GI) enterochromaffin (EC) cells. The CNS and peripheral serotonin pools are isolated from each other. EC cell production accounts for 80% of the body's 5-HT content. Many different stimuli can release serotonin from EC cells. Once secreted, in concert with other gut hormones, serotonin increases GI blood flow, motility, and fluid secretion. On first pass through the liver, 30% to 80% of serotonin is metabolized, predominately to 5-hydroxyindoleacetic acid (5-HIAA), which is excreted by the kidneys. Ninety percent of the remainder is metabolized to 5-HIAA in the lungs. Of the remaining 10%, almost all is taken up by platelets, where it remains until it is released during clotting, promoting further platelet aggregation. The main diseases that may be associated with measurable increases in serotonin are neuroectodermal tumors, particularly those arising from EC cells, which are termed carcinoids. They are subdivided into foregut carcinoids, arising from respiratory tract, stomach, pancreas, or duodenum (approximately 15% of cases); midgut carcinoids, occurring within jejunum, ileum, or appendix (approximately 70% of cases); and hindgut carcinoids, which are found in the colon or rectum (approximately 15% of cases). Carcinoids display a spectrum of aggressiveness with no clear distinguishing line between benign and malignant. The majority of carcinoid tumors do not cause significant clinical disease. Tumors that behave more aggressively tend to cause nonspecific GI tract disturbances, such as intermittent pain and bloating, for many years before more overt symptoms develop. In advanced tumors, morbidity and mortality relate as much or more to the biogenic amines, chiefly serotonin, and peptide hormones secreted as to local and distant spread. The symptoms of this so-called carcinoid syndrome consist of flushing, diarrhea, right-sided valvular heart lesions, and bronchoconstriction. These symptoms are at least partly caused by serotonin. Carcinoid syndrome is usually caused by midgut tumors, as foregut and hindgut neoplasms produce far lesser amounts of serotonin. Since midgut tumors drain into the portal circulation, which passes into the liver, symptoms do not usually occur until liver or other distant metastases have developed, bypassing the extensive hepatic first-pass serotonin degradation. Serotonin production by disseminated carcinoid tumors can sometimes be so substantial that body tryptophan stores become depleted and clinical tryptophan deficiency, resembling pellagra (triad of diarrhea, dementia, and dermatitis), develops. Diagnosis of carcinoid tumors with symptoms suggestive of carcinoid syndrome rests on measurements of circulating and urinary serotonin, urinary 5-HIAA (HIAA / 5-Hydroxyindoleacetic Acid, 24 Hour, Urine), and serum chromogranin A (CGAK / Chromogranin A, Serum), a peptide that is cosecreted alongside specific hormones by neuroectodermal cells. | < or =330 ng/mL For International System of Units (SI) conversion for Reference Values, see www.mayocliniclabs.com/order-tests/si-unit-conversion.html | Metastasizing midgut carcinoid tumors usually produce blood or serum serotonin (5-hydroxytryptamine) concentrations greater than 1000 ng/mL. However, elevations above 400 ng/mL are suggestive of carcinoid tumors as the cause of carcinoid syndrome-like symptoms. Lesser increases may be nonspecific or drug-related (see Cautions). Only a minority of patients with carcinoid tumors will have elevated serotonin levels. It is usually impossible to diagnose small carcinoid tumors (>95% of cases) without any symptoms suggestive of carcinoid syndrome by measurement of serotonin, 5-hydroxyindoleacetic acid (5-HIAA), or chromogranin A. In patients with more advanced tumors, circulating serotonin is elevated in nearly all patients with midgut tumors, but only in approximately 50% of those with foregut carcinoids, and in no more than 20% of individuals with hindgut tumors. Foregut and hindgut tumors often have low or absent 5-hydroxytryptophan (5-HTP) decarboxylase activity and, therefore, may produce little if any serotonin. Urinary 5-HIAA is elevated in almost all carcinoid-syndrome patients with midgut tumors, in about 30% of individuals with foregut carcinoids, but almost never in hindgut tumors. Serum chromogranin A measurements are particularly suited for diagnosing hindgut tumors, being elevated in nearly all cases, even though serotonin and 5-HIAA are often normal. Chromogranin A is also elevated in 80% to 90% of patients with foregut and midgut tumors. Therefore, to achieve maximum sensitivity in the initial diagnosis of suspected carcinoid tumors, serotonin in serum/blood, 5-HIAA in urine, and serum chromogranin A should all be measured. In most cases, if none of these 3 analytes is elevated, carcinoids can be excluded as a cause of symptoms suggestive of carcinoid syndrome. For some cases, additional tests, such as urinary serotonin measurement, will be required. An example would be a non-chromogranin-secreting foregut tumor that only produces 5-HTP, rather than serotonin. In this case, circulating chromogranin, serotonin levels, and urinary 5-HIAA levels would not be elevated. However, the kidneys can convert 5-HTP to serotonin, leading to high urinary serotonin levels. Disease progression can be monitored in patients with serotonin-producing carcinoid tumors by measurement of serotonin in blood. However, at levels above approximately 5000 ng/mL, the serotonin storage capacity of platelets becomes limiting, and there is no longer a linear relationship between tumor burden and blood serotonin levels. Urinary 5-HIAA and serum chromogranin A continue to increase in proportion to the tumor burden to much higher serotonin production levels and are, therefore, better suited for follow-up in patients with extensive disease. | Since most circulating serotonin (5-hydroxytryptamine) is contained in platelets, the preferred specimens for measurement either include all or most of the platelets (ie, whole blood and platelet-rich plasma) or consist of serum from completely clotted specimens, a process that releases nearly all serotonin from platelets. "Ordinary" or platelet-poor plasma specimens are not suitable. Medications that may elevate serotonin concentrations include lithium,monoamine oxidase inhibitors, methyldopa, morphine, and reserpine. The observed levels are usually less than 400 ng/mL. Selective serotonin reuptake inhibitors (SSRI, eg, fluoxetine) can lead to depletion of platelet serotonin levels and leading to false-negative serum and blood serotonin results. The effects of drugs are more marked on urinary serotonin and 5-hydroxyindoleacetic acid (5-HIAA) levels than on serum and blood serotonin levels. Serotonin- or tryptophan-rich foods (eg, avocados, bananas, plums, walnuts, pineapple, eggplant, plantain, tomatoes, hickory nuts, kiwi, dates, grapefruit, cantaloupe, and honeydew melon) do not contribute significantly to serum or blood serotonin measurements but can elevate platelet-poor plasma serotonin, urinary serotonin, and urinary 5-HIAA levels markedly (up to 10-fold). | 1. Kema IP, Schellings AM, Meibotg G, Hoppenbrouwers CJ, Muskiet FA. Influence of a serotonin- and dopamine-rich diet on platelet serotonin content and urinary excretion of biogenic amines and their metabolites. Clin Chem. 1992;38(9):1730-1736 2. Kema IP, de Vries EG, Muskiet FA. Clinical chemistry of serotonin and metabolites. J Chromatogr B Biomed Appl. 2000;747:33-48 3. Meijer W, Kema I, Volmer M, Willemse PH, de Vries EG. Discriminating capacity of indole markers in the diagnosis of carcinoid tumors. Clin Chem. 2000;46(10):1588-1596 4. Ganim RB, Norton JA. Recent advances in carcinoid pathogenesis, diagnosis and management. Surg Oncol. 2000;9(4):173-179 5Eisenhofer G, Grebe S, Cheung NKV. Monamine-producing tumors.In: Rifai N, Horvath AR, Wittwer C, eds Tietz Textbook of Clinical Chemistry and Molecular Diagnostics. 6th ed. Elsevier; 2017:chap 63 6. Brand T, Anderson GM. The measurement of platelet-poor plasma serotonin: A systematic review of prior reports and recommendations for improved analysis. Clinical Chemistry. 2011; 57(10):1376-1386 7. Liu EH, Solorzano CC, Katznelson L, Vinik AI, Wong R, Randolph G. AACE/ACE disease state clinical review: diagnosis and management of midgut carcinoids. Endocr Pract. 2015; 21(5):534-545 | Serotonin is separated from whole blood, serum, or urine using reversed, solid phase extraction (SPE) and then eluted with reagent. The eluate is analyzed using liquid chromatography/tandem mass spectrometry and quantified using a stable isotope-labeled internal standard, d4-serotonin.(Unpublished Mayo method) | 5 to 8 days | 2 weeks | This test was developed and its performance characteristics determined by Mayo Clinic in a manner consistent with CLIA requirements. It has not been cleared or approved by the US Food and Drug Administration. | 84260 | Serotonin, B | 2939-7 | 84373 | Serotonin, B | 2939-7
SER | Serotonin, Serum | Evaluation of carcinoid syndrome | Liquid Chromatography Tandem Mass Spectrometry (LC-MS/MS) | Yes | Serotonin, S | Serum | Patient Preparation: 1.Patients should not eat avocados, bananas, butternuts, cantaloupe, dates, eggplant, grapefruit, hickory nuts, honeydew melon, kiwifruit, melon, nuts, pecans, pineapple, plantains, plums, tomatoes, or walnuts, which are high in serotonin for 48 hours before and during collection. 2. Patient should discontinue medications that may elevate urine serotonin concentration including lithium, monoamine oxidase inhibitors, methyldopa, morphine, and reserpine. Patient should discontinue use of selective serotonin reuptake inhibitors (SSRI eg, PROZAC), which can lead to depletion of platelet serotonin levels and result in false-negative serotonin results. Supplies:Sarstedt Aliquot Tube, 5 mL (T914) Collection Container/Tube: Preferred:Red top Acceptable:Serum gel Submission Container/Tube:Plastic vial Specimen Volume:2.5 mL Collection Instructions:Centrifuge as soon as blood has clotted and aliquot serum into plastic vial. | 1.1 mL | Serotonin (5-hydroxytryptamine) is synthesized from the essential amino acid tryptophan via the intermediate 5-hydroxytryptophan (5-HTP). Serotonin production sites are the central nervous system (CNS), where it acts as a neurotransmitter, and neuroectodermal cells, chiefly gastrointestinal (GI) enterochromaffin (EC) cells. The CNS and peripheral serotonin pools are isolated from each other. EC-cell production accounts for 80% of the body's serotonin content. Many different stimuli can release serotonin from EC cells. Once secreted, in concert with other gut hormones, serotonin increases GI blood flow, motility, and fluid secretion. On first pass through the liver 30% to 80% of serotonin is metabolized, predominately to 5-hydroxyindoleacetic acid (5-HIAA), which is excreted by the kidneys. Ninety percent of the remainder is metabolized to 5-HIAA in the lungs. Of the remaining 10%, almost all is taken up by platelets, where it remains until it is released during clotting, promoting further platelet aggregation. The main diseases that may be associated with measurable increases in serotonin are neuroectodermal tumors, particularly, those arising from EC cells, which are termed carcinoids. They are subdivided into foregut carcinoids, arising from respiratory tract, stomach, pancreas, or duodenum (approximately 15% of cases); midgut carcinoids, occurring within jejunum, ileum, or appendix (approximately 70% of cases); and hindgut carcinoids, which are found in the colon or rectum (approximately 15% of cases). Carcinoids display a spectrum of aggressiveness with no clear distinguishing line between benign and malignant. The majority of carcinoid tumors do not cause significant clinical disease. The tumors that behave more aggressively tend to cause nonspecific GI tract disturbances, such as intermittent pain and bloating, for many years before more overt symptoms develop. In advanced tumors, morbidity and mortality relate as much or more to the biogenic amines, chiefly serotonin and peptide hormones secreted as to local and distant spread. The symptoms of this so-called carcinoid syndrome consist of flushing, diarrhea, right-sided valvular heart lesions, and bronchoconstriction. These symptoms are at least partly caused by serotonin. Carcinoid syndrome is usually caused by midgut tumors, as foregut and hindgut neoplasms produce far less serotonin. Since midgut tumors drain into the portal circulation, which passes into the liver, symptoms do not usually occur until liver or other distant metastases have developed, bypassing the extensive hepatic first-pass serotonin degradation. Serotonin production by disseminated carcinoid tumors can sometimes be so substantial that body tryptophan stores become depleted and clinical tryptophan deficiency, resembling pellagra (triad of diarrhea, dementia, and dermatitis), develops. Diagnosis of carcinoid tumors with symptoms suggestive of carcinoid syndrome rests on measurements of circulating and urinary serotonin, urinary 5-HIAA (HIAA / 5-Hydroxyindoleacetic Acid, 24 Hour, Urine), and serum chromogranin A (CGAK / Chromogranin A, Serum), a peptide that is cosecreted alongside specific hormones by neuroectodermal cells. | < or =230 ng/mL | Metastasizing midgut carcinoid tumors usually produce blood or serum serotonin (5-hydroxytryptamine) concentrations greater than 1000 ng/mL. However, elevations above 400 ng/mL are suggestive of carcinoid tumors as the cause of carcinoid syndrome-like symptoms. Lesser increases may be nonspecific or drug-related (see Cautions). Only a minority of patients with carcinoid tumors will have elevated serotonin levels. It is usually impossible to diagnose small carcinoid tumors (>95% of cases) without any symptoms suggestive of carcinoid syndrome by measurement of serotonin, 5-hydroxyindoleacetic acid (5-HIAA), or chromogranin A. In patients with more advanced tumors, circulating serotonin is elevated in nearly all patients with midgut tumors, but only in approximately 50% of those with foregut carcinoids, and in no more than 20% of individuals with hindgut tumors. Foregut and hindgut tumors often have low or absent 5-hydroxytryptophan (5-HTP) decarboxylase activity and, therefore, may produce little if any serotonin. Urinary 5-HIAA is elevated in almost all carcinoid-syndrome patients with midgut tumors, in about 30% of individuals with foregut carcinoids, but almost never in hindgut tumors. Serum chromogranin A measurements are particularly suited for diagnosing hindgut tumors, being elevated in nearly all cases, even though serotonin and 5-HIAA are often normal. Chromogranin A is also elevated in 80% to 90% of patients with foregut and midgut tumors. Therefore, to achieve maximum sensitivity in the initial diagnosis of suspected carcinoid tumors, serotonin in serum/blood, 5-HIAA in urine, and serum chromogranin A should all be measured. In most cases, if none of these 3 analytes is elevated, carcinoids can be excluded as a cause of symptoms suggestive of carcinoid syndrome. For some cases, additional tests, such as urinary serotonin measurement will be required. An example would be a non-chromogranin-secreting foregut tumor that only produces 5-HTP, rather than serotonin. In this case, circulating chromogranin, serotonin levels, and urinary 5-HIAA levels would not be elevated. However, the kidneys can convert 5-HTP to serotonin, leading to high urinary serotonin levels. Disease progression can be monitored in patients with serotonin-producing carcinoid tumors by measurement of serotonin in blood. However, at levels above approximately 5000 ng/mL, the serotonin storage capacity of platelets becomes limiting, and there is no longer a linear relationship between tumor burden and blood serotonin levels. Urinary 5-HIAA and serum chromogranin A continue to increase in proportion to the tumor burden to much higher serotonin production levels and are, therefore, better suited for follow-up in patients with extensive disease. | Since most circulating serotonin (5-hydroxytryptamine) is contained in platelets, the preferred specimens for measurement either include all or most of the platelets (ie, whole blood and platelet-rich plasma) or consist of serum from completely clotted specimens, a process that releases nearly all serotonin from platelets. "Ordinary" or platelet-poor plasma specimens are not suitable. Medications that may elevate serotonin concentrations include lithium, monoamine oxidase inhibitors, methyldopa, morphine, and reserpine. The observed levels are usually less than 400 ng/mL. Selective serotonin reuptake inhibitors (SSRI eg, fluoxetine) can lead to depletion of platelet serotonin levels and result in false-negative serum and blood serotonin tests. The effects of drugs are more marked on urinary serotonin and 5-hydroxyindoleacetic acid (5-HIAA) levels than on blood and serum serotonin levels. Serotonin- or tryptophan-rich foods (eg, avocados, bananas, plums, walnuts, pineapple, eggplant, plantain, tomatoes, hickory nuts, kiwi, dates, grapefruit, cantaloupe, and honeydew melon) do not contribute significantly to serum or blood serotonin measurements but can elevate platelet-poor plasma serotonin, urinary serotonin, and urinary 5-HIAA levels markedly (up to 10-fold). | 1. Kema IP, Schellings AM, Meibotg G, Hoppenbrouwers CJ, Muskiet FA. Influence of a serotonin and dopamine-rich diet on platelet serotonin content and urinary excretion of biogenic amines and their metabolites. Clin Chem. 1992;38(9):1730-1736 2. Kema IP, de Vries EG, Muskiet FA. Clinical chemistry of serotonin and metabolites. J Chromatogr B Biomed Sci Appl. 2000;747:33-48 3. Meijer W, Kema I, Volmer M, et al. Discriminating capacity of indole markers in the diagnosis of carcinoid tumors. Clin Chem. 2000;46(10):1588-1596 4. Ganim RB, Norton JA. Recent advances in carcinoid pathogenesis, diagnosis and management. Surg Oncol. 2000;9(4):173-179 5.Eisenhofer G, Grebe S, Cheung NKV. Monamine-producing tumors.In: Rifai N, Horvath AR, Wittwer C, eds Tietz Textbook of Clinical Chemistry and Molecular Diagnostics. 6th ed. Elsevier; 2017: chap 63 6. Brand T, Anderson GM. The measurement of platelet-poor plasma serotonin: A systematic review of prior reports and recommendations for improved analysis. Clinical Chemistry. 2011; 57(10):1376-1386 7. Liu EH, Solorzano CC, Katznelson L, Vinik AI, Wong R, Randolph G. AACE/ACE disease state clinical review: diagnosis and management of midgut carcinoids. Endocr Prac. 2015; 21(5):534-545. | Serotonin is separated from whole blood, serum, or urine using reversed, solid phase extraction (SPE) and then eluted with reagent. The eluate is analyzed using liquid chromatography/tandem mass spectrometry and quantified using a stable isotope-labeled internal standard, d4-serotonin.(Unpublished Mayo method) | 5 to 8 days | 2 weeks | This test was developed and its performance characteristics determined by Mayo Clinic in a manner consistent with CLIA requirements. It has not been cleared or approved by the US Food and Drug Administration. | 84260 | Serotonin, S | 27057-9 | 84395 | Serotonin, S | 27057-9
SERPZ | SERPINA1 Gene, Full Gene Analysis, Varies | Identification of causative mutations when a deficient serum level of alpha-1-antitrypsin is not explained by routine testing, such as proteotyping, genotyping, or isoelectric focusing phenotyping. Determining the specific allelic variant (full gene analysis) for prognosis and genetic counseling | Polymerase Chain Reaction (PCR) Amplification/DNA Sequencing | Yes | SERPINA1 Gene, Full Gene Analysis | SeeAlpha-1 Antitrypsin-A Comprehensive Testing Algorithmin Special Instructions. | Patient Preparation:A previous bone marrow transplant from an allogenic donor will interfere with testing. Call 800-533-1710 for instructions for testing patients who have received a bone marrow transplant. Specimen Type:Whole blood Container/Tube: Preferred:Lavender top (EDTA) or yellow top (ACD) Acceptable:Any anticoagulant Specimen Volume:3 mL Collection Instructions: 1. Invert several times to mix blood. 2. Send specimen in original tube. | 1 mL | Alpha-1-antitrypsin (A1A) is a protein that inhibits the enzyme neutrophil elastase. It is predominantly synthesized in the liver and secreted into the bloodstream. The inhibition function is especially important in the lungs because it protects against excess tissue degradation. Tissue degradation due to A1A deficiency is associated with an increased risk for early onset panlobular emphysema, which initially affects the lung bases (as opposed to smoking-related emphysema, which presents with upper lung field emphysema). Patients may become symptomatic in their 30s and 40s. The most frequent symptoms reported in a National Institute of Health study of 1,129 patients with severe deficiency (mean age 46 years) included cough (42%), wheezing (65%), and dyspnea with exertion (84%). Many patients were misdiagnosed as having asthma. It is estimated that approximately one-sixth of all lung transplants are for A1A deficiency. Liver disease can also occur, particularly in children; it occurs much less commonly than emphysema in adults. A1A deficiency is a relatively common disorder in theNorthern European White population. The diagnosis of A1A deficiency is initially made by quantitation of protein levels in serum followed by phenotyping-determination of specific allelic variants by isoelectric focusing (IEF), genotyping-DNA based detection of specific mutations, or proteotyping-using liquid chromatography-tandem mass spectrometry (LC-MS/MS). While there are many different alleles in this gene, only 3 are common. The 3 major alleles include: M (full functioning, normal allele), S (associated with reduced levels of protein), and Z (disease-causing mutation associated with liver disease and premature emphysema). The S and Z alleles account for the majority of the abnormal alleles detected in affected patients. As a codominant disorder, both alleles are expressed. An individual of SZ or S- null genotype may have a small increased risk for emphysema (but not liver disease) due to slightly reduced protein levels. On the other hand, an individual with the ZZ genotype is at greater risk for early onset liver disease and premature emphysema. Smoking appears to hasten development of emphysema by 10 to 15 years. These individuals should be monitored closely for lung and liver function. Historically, IEF phenotyping has been the primary method for characterizing variants, though in some cases the interpretation is difficult and prone to error. Serum quantitation is helpful in establishing a diagnosis but can be influenced by other factors. IEF phenotyping, LC-MS/MS proteotyping, and DNA-based genotyping are routinely used to test for deficiency alleles but can miss disease alleles other than the S and Z alleles. In patients suspected to have alpha-1 antitrypsin deficiency based on clinical findings or serum alpha-1-antitrypsin (AAT) levels, who do not have evidence of the SZ or ZZ genotype by routine methods, this gene analysis assay may provide useful information. Full sequencing of theSERPINA1coding region is performed for the detection of rare non-S or non-Z disease mutations. SeeAlpha-1-Antitrypsin-A Comprehensive Testing Algorithmin Special Instructions. | An interpretive report will be provided. | All detected alterations are evaluated according to American College of Medical Genetics recommendations.(1) Variants are classified based on known, predicted, or possible pathogenicity and reported with interpretive comments detailing their potential or known significance. | A small percentage of individuals who are carriers or have a diagnosis of alpha-1 antitrypsin deficiency may have a mutation that is not identified by this method (eg, large genomic deletions, promoter mutations). The absence of a mutation, therefore, does not eliminate the possibility of positive carrier status or the diagnosis of alpha-1 antitrypsin deficiency. For testing of at risk family members, it is important to first document the presence of aSERPINA1gene mutation in an affected family member. In some cases, DNA alterations of undetermined significance may be identified. Test results should be interpreted in the context of clinical findings, family history, and other laboratory data. Errors in the interpretation of results may occur if information given is inaccurate or incomplete. Rare polymorphisms exist that could lead to false-negative or false-positive results. If results obtained do not match the clinical findings, additional testing should be considered. | 1.Richards S, Aziz N, Bale S, et al: Standards and guidelines for the interpretation of sequence variants: a joint consensus recommendation of the American College of Medical Genetics and Genomics and the Association for Molecular Pathology. Genet Med 2015 May;17(5):405-424 2. Stoller JK, Aboussouan LS: Alpha-1-antitrypsin deficiency. Lancet 2005;365:2225-2236 3. McElvaney NG, Stoller JK, Buist AS, et al: Baseline characteristics of enrollees in the National Heart, Lung and Blood Institute Registry of alpha 1-antitrypsin deficiency. Alpha 1-Antitrypsin Deficiency Registry Study Group. Chest 1997;111:394-403 4. Snyder MR, Katzmann JA, Butz ML, et al: Diagnosis of alpha-1-antitrypsin deficiency: an algorithm of quantification, genotyping, and phenotyping. Clin Chem 2006;52:2236-2242 5. Graham RP, Dina MA, Howe SC, et al: SERPINA1 full-gene sequencing identifies rare mutations not detected in targeted mutation analysis. J Mol Diag 2015;17:689-694 | Bidirectional sequence analysis is performed to test for the presence of a mutation in all coding regions and intron and exon boundaries of the SERPINA1 gene.(Unpublished Mayo method) | 14 to 20 days | Whole Blood: 2 weeks (if available), Extracted DNA: 3 months | This test was developed and its performance characteristics determined by Mayo Clinic in a manner consistent with CLIA requirements. It has not been cleared or approved by the US Food and Drug Administration. | 81479 | SERPINA1 Gene, Full Gene Analysis | 94222-7 | 113184 | Released By | 18771-6
FSERT | Sertraline (Zoloft) and Desmethylsertraline |  | Liquid Chromatography/Tandem Mass Spectrometry (LC/MS/MS) | Yes | Sertraline (Zoloft) | Varies | Submit only 1 of the following specimens: Plasma Specimen Type: Plasma Container/Tube: Green Top Specimen Volume: 2 mL Collection Instructions: Draw blood in a green-top (sodium heparin) tube,plasma gel tube is not acceptable.Spin down and send 2 mL of sodium heparin plasma refrigerated in a plastic vial. Serum Specimen Type: Serum Container/Tube: Red Specimen Volume: 2 mL Collection Instructions: Draw blood in a plain, red-top tube,serum gel tube is not acceptable.Spin down and send 2 mL of serum refrigerated in a plastic vial. | 1.2 mL |  | Sertraline: Reference Range: 30 - 200 ng/mL Report Limit 10 ng/mL Desmethylsertraline: ng/mL No reference range provided The stated reference range is the range of observed steady-state concentrations in individuals receiving therapeutic dosage regimens of sertraline. This is not a defined therapeutic range. Report Limit 10 ng/mL |  |  |  |  | 3 to 7 days |  | This test was developed and its performance characteristics determined by LabCorp. It has not been cleared or approved by the Food and Drug Administration. | 80332 | Sertraline (Zoloft) | 78438-9 | Z2299 | Desmethylsertraline | 6897-3
FSESG | Sesame Seed IgG |  | Enzyme Immunoassay (FEIA) | No | Sesame Seed IgG | Serum | Collection Container/Tube: Preferred: Red Top Acceptable: Serum gel Submission Container/tube:Plastic vial Specimen Volume: 0.5 mL Collection Instructions: 1. Draw blood in a plain red-top tube(s), serum gel tube(s) is acceptable. 2. Centrifuge and aliquot 0.5 mL of serum into a plastic vial. 3. Send refrigerate. | See Specimen Required |  | Reference ranges have not been established for food-specific IgG tests. | The clinical utility of food-specific IgG tests has not been established. These tests can be used in special clinical situations to select foods for evaluation by diet elimination and challenge in patients who have food-related complaints. It should be recognized that the presence of food-specific IgG alone cannot be taken as evidence of food allergy and only indicates immunologic sensitization by the food allergen in question. This test should only be ordered by physicians who recognize the limitations of the test. |  |  |  | 5 to 7 days |  | This test was developed and its performance characteristics determined by Eurofins Viracor. It has not been cleared or approved by the U.S. Food and Drug Administration. | 86001 | Sesame Seed IgG | 60402-5 | FSESG | Sesame Seed IgG | 60402-5
SESA | Sesame Seed, IgE, Serum | Establishing a diagnosis of an allergy to sesame seed Defining the allergen responsible for eliciting signs and symptoms Identifying allergens: -Responsible for allergic response and/or anaphylactic episode -To confirm sensitization prior to beginning immunotherapy -To investigate the specificity of allergic reactions to insect venom allergens, drugs, or chemical allergens | Fluorescence Enzyme Immunoassay (FEIA) | Yes | Sesame Seed, IgE | Serum | Collection Container/Tube: Preferred:Serum gel Acceptable:Red top Submission Container/Tube:Plastic vial Specimen Volume:0.5 mL for every 5 allergens requested Collection Instructions:Centrifuge and aliquot serum into a plastic vial. | For 1 allergen: 0.3 mL For more than 1 allergen: (0.05 mL x number of allergens) + 0.25 mL deadspace | Clinical manifestations of immediate hypersensitivity (allergic) diseases are caused by the release of proinflammatory mediators (histamine, leukotrienes, and prostaglandins) from IgE-sensitized effector cells (mast cells and basophils) when cell-bound IgE antibodies interact with an allergen. In vitro serum testing for IgE antibodies provides an indication of the immune response to allergens that may be associated with allergic disease. The allergens chosen for testing often depend upon the age of the patient, history of allergen exposure, season of the year, and clinical manifestations. In individuals predisposed to develop allergic disease, the sequence of sensitization and clinical manifestations proceed as follows: eczema and respiratory disease (rhinitis and bronchospasm) in infants and children less than 5 years due to food sensitivity (milk, egg, soy, and wheat proteins) followed by respiratory disease (rhinitis and asthma) in older children and adults due to sensitivity to inhalant allergens (dust mite, mold, and pollen inhalants). | Class,IgE kU/L,Interpretation, 0,<0.10,Negative, 0/1,0.10-0.34,Borderline/equivocal, 1,0.35-0.69,Equivocal, 2,0.70-3.49,Positive, 3,3.50-17.4,Positive, 4,17.5-49.9,Strongly positive, 5,50.0-99.9,Strongly positive, 6,> or =100,Strongly positive, | Detection of IgE antibodies in serum (class 1 or greater) indicates an increased likelihood of allergic disease as opposed to other etiologies and defines the allergens that may be responsible for eliciting signs and symptoms. The level of IgE antibodies in serum varies directly with the concentration of IgE antibodies expressed as a class score or kU/L. | Testing for IgE antibodies is not useful in patients previously treated with immunotherapy to determine if residual clinical sensitivity exists or in patients in whom the medical management does not depend upon identification of allergen specificity. Some individuals with clinically insignificant sensitivity to allergens may have measurable levels of IgE antibodies in serum, and test results must be interpreted in the clinical context. False-positive results for IgE antibodies may occur in patients with markedly elevated serum IgE (>2500 kU/L) due to nonspecific binding to allergen solid phases. | Homburger HA, Hamilton RG: Allergic diseases. In: McPherson RA, Pincus MR, eds. Henry's Clinical Diagnosis and Management by Laboratory Methods. 23rd ed. Elsevier; 2017:1057-1070 | Specific IgE from the patient's serum reacts with the allergen of interest, which is covalently coupled to an ImmunoCAP. After washing away nonspecific IgE, enzyme-labeled anti-IgE antibody is added to form a complex. After incubation, unbound anti-IgE is washed away, and the bound complex incubated with a developing agent. After stopping the reaction, the fluorescence of the eluate is measured. Fluorescence is proportional to the amount of specific IgE present in the patient's sample (ie, the higher the fluorescence value, the more IgE antibody is present).(Package insert: ImmunoCAP System Specific IgE FEIA. Phadia; Rev 06/2020) | Same day/1 to 3 days | 14 days | This test has been cleared, approved, or is exempt by the US Food and Drug Administration and is used per manufacturer's instructions. Performance characteristics were verified by Mayo Clinic in a manner consistent with CLIA requirements. | 86003 | Sesame Seed, IgE | 6242-2 | SESA | Sesame Seed, IgE | 6242-2
SESPF | Sesame Seed, IgE, with Reflex to Sesame Seed Component, IgE, Serum | Evaluating patients with suspected sesame seed allergy | Fluorescent Enzyme Immunoassay (FEIA) | Yes | Sesame Seed Component Reflex, S | Testing begins with analysis of total sesame seed IgE. If the sesame seed total IgE result is negative (<0.10 kU/L), testing is complete. | Supplies:Sarstedt Aliquot Tube, 5 mL (T914) Collection Container/Tube: Preferred:Serum gel Acceptable:Red top Submission Container/Tube:Plastic vial Specimen Volume:0.6 mL Collection Instructions: Centrifuge and aliquot serum into a plastic vial. | 0.4 mL | De novoIgE sensitization toSesamum indicum(sesame) seed and related products, such as sesame seed oil, can occur in both children and adults.In the United States, 0.21% of children and 0.24% of adults have reported convincing sesame allergy, but this varies around world. While sesame allergy is the ninth most common childhood food allergy in the United States, it is the third most common food allergy in Israel, with a prevalence of 0.93% in children. The allergy commonly lasts for life, with only 20% to 30% of children gaining tolerance to sesame seed.The median age onset for sesame allergy is 1 year. The use of whole sesame seed and its derivatives in food and health products is growing worldwide. Sesame seed contains many components capable of eliciting an allergic response. A prospective multicenter European investigation suggests that sesame seed can cause allergic reactions that are more severe compared to other common seeds and nuts. In one study (n=16), 56% of patients developed urticaria while 38% presented with anaphylaxis after exposure to sesame seed. However, rhinitis and asthma have also been reported. Ses i 1 is the major allergenic component of sesame. 2S albumins, like Ses i 1, are extremely stable proteins, able to withstand temperatures up to 100 degrees C, acidic conditions, and pepsin digestion. Consequently, immunological exposure to these proteins is thought to occur directly in the gut, resulting in sensitization or an allergic response. Seven sesame seed components are registered by the joint World Health Organization/International Union of Immunological SocietiesAllergen Nomenclature Subcommittee including Ses i 1 and Ses i 2 (2S albumin proteins), Ses i 3 (7S vicilin-like globulin), Ses i 4 and Ses i 5 (oleosins), and Ses i 6 and Ses i 7 (11S globulins). Ses i 1 is the major allergenic component of sesame. Of all sesame protein components, serum IgE antibodies against Ses i 1 are the most useful for diagnosis of sesame allergy. Measurement of IgE against Ses i 1 for the diagnosis of sesame allergy was shown to have a sensitivity and specificity of 86.1% and 85.7%, respectively, using a cutoff of 3.96 kUa/L. Comparatively, measure of IgE against sesame extract (cutoff of 7.97 kUa/L) had a similar sensitivity of 83.3%, but a much lower specificity of 48.2% due to known cross-reactivity with peanut and tree nuts/seeds. In the same study, it was shown that 92% of symptomatic patients were sensitized to Ses i 1, while only 32% of nonsymptomatic patients were sensitized. Despite minor homology between 2S albumins, crossreactivity with other 2S albumin proteins still exists, such as those found in sesame seed, hazelnuts, peanuts, English walnuts, Brazil nuts, cashews, pistachios, poppyseed, or rapeseed. For example, Ses i 1 and Ses i 2 are related the peanut allergens Ara h 2, 6, and 7.Sesame seed allergy can coexist with peanut and tree nut allergies, and co-sensitization with these allergens, alongside kiwi and rye, have been reported. There is varying prevalence of sesame seed and tree nut/peanut related allergy coexistence. Sesame seed allergy coexists with 15% to 54% of self-reported peanut allergies, 8% to 14.8% of tree nut allergies, and 50% to 54% of patients who have both tree nut and peanut allergies. | Class,IgE kU/L,Interpretation, 0,<0.10,Negative, 0/1,0.10-0.34,Borderline/equivocal, 1,0.35-0.69,Equivocal, 2,0.70-3.49,Positive, 3,3.50-17.4,Positive, 4,17.5-49.9,Strongly positive, 5,50.0-99.9,Strongly positive, 6,> or =100,Strongly positive, | If the total serum IgE antibody against sesame seed is detectable (> or =0.10 IgE kUa/L), it is possible the patient has been sensitized to the components of sesame seed or other potential substances with cross activity. An additional test utilizing Ses i 1, a specific allergenic sesame seed component IgE antibody, will be performed to further confirm sensitization to sesame seed. If the total serum IgE antibody against sesame seed is negative (<0.10 IgE kUa/L), the patient lacks detectable sensitization to sesame seed components. A report will be provided without additional testing performed. An oral food challenge may be helpful in the diagnosis of sesame seed allergy. | Positive results for IgE antibody against total sesame seed IgE or specific component IgE indicate the sensitization to sesame seed or cross-reactive allergen only. Cross-reactivity and co-sensitization have been documented between allergens in sesame seed and various other foods, including, but not limited to, peanuts, hazelnuts, walnuts, black walnuts, cashews, macadamia nuts, pistachios, kiwis, rye, and poppy seeds. A positive result cannot be exclusively used for diagnosis of sesame seed-related allergy. Negative results of total antibody against sesame seed IgE or sesame seed specific IgE antibody components only suggest the absence of sensitization to potential allergenic components of sesame seeds. A negative result does not exclude the possibility of allergy to sesame seeds. IgE antibody testing may not offer useful results in patients previously treated with immunotherapy to ascertain residual clinical sensitivity or in cases where the medical management does not rely on the identification of allergen specificity. False-positive results for IgE antibodies may manifest in patients with significantly elevated serum IgE levels (>2500 kU/L) due to nonspecific binding to allergen solid phases. | 1. Dalal I, Goldberg M, Katz Y. Sesame seed food allergy. Curr Allergy Asthma Rep. 2012;12(4):339-345 2. Warren CM, Chadha AS, Sicherer SH, et al. Prevalence and severity of sesame allergy in the United States. JAMA network open. 2019;2(8):e199144-e199144 3. Sokol K, Rasooly M, Dempsey C, et al. Prevalence and diagnosis of sesame allergy in children with IgE-mediated food allergy. Pediatr Allergy Immunol. 2020;31(2):214-218 4. Adatia A, Clarke AE, Yanishevsky Y, Ben-Shoshan M. Sesame allergy: current perspectives. J Asthma Allergy. 2017;10:141-151. 5. Cohen A, Goldberg M, Levy B, Leshno M, Katz Y. Sesame food allergy and sensitization in children: the natural history and long-term follow-up. Pediatr Allergy Immunol. 2007;18(3):217-223 6. Gupta RS, Lau CH, Sita EE, Smith B, Greenhawt M. Factors associated with reported food allergy tolerance among US children. Ann Allergy Asthma Immunol. 2013;111(3):194-198 7. Ziegler JB, Aalberse RC. Sesame: an increasingly popular word and common food allergen. J Allergy Clin Immunol: Pract. 2020;8(5):1689-1691 8. U.S. Food and Drug Administration. Allergic to Sesame? Food Labels Now Must List Sesame as an Allergen. Updated January 10, 2023. Accessed March 3, 2024.Available at //www.fda.gov/consumers/consumer-updates/allergic-sesame-food-labels-now-must-list-sesame-allergen 9. WHO/IUIS Allergen Nomenclature Sub-Committee. Sesamum indicum - All Allergen. Accessed March 3, 2024.Available at www.allergen.org/search.php?allergensource=Sesamum+indicum 10. Pastorello EA, Varin E, Farioli L, et al. The major allergen of sesame seeds (Sesamum indicum) is a 2S albumin. J Chromatogr B Biomed Sci Appl. 2001;756(1-2):85-93 11. Moreno FJ, Clemente A. 2S albumin storage proteins: what makes them food allergens?. Open Biochem J. 2008;2:16-28 12. Maruyama N, Nakagawa T, Ito K, et al. Measurement of specific IgE antibodies to Ses i 1 improves the diagnosis of sesame allergy. Clin Exp Allergy. 2016;46(1):163-171 13. Dreskin SC, Koppelman SJ, Andorf S, et al. The importance of the 2S albumins for allergenicity and cross-reactivity of peanuts, tree nuts, and sesame seeds. J Allergy Clin Immunol. 2021;147(4):1154-1163 14. Brough HA, Caubet JC, Mazon A, et al. Defining challenge-proven coexistent nut and sesame seed allergy: a prospective multicenter European study. J Allergy Clin Immunol. 2020;145(4):1231-1239 15. Tuano KTS, Dillard KH, Guffey D, Guffey D, Davis CM. Development of sesame tolerance and cosensitization of sesame allergy with peanut and tree nut allergy in children. Ann Allergy. 2016;117(6):708-710 16. Yanagida N, Ejiri Y, Takeishi D, et al. Ses i 1-specific IgE and sesame oral food challenge results. J Allergy Clin Immunol Pract. 2019;7(6):2084-2086 17. Saf S, Sifers TM, Baker MG et al. Diagnosis of Sesame Allergy: Analysis of Current Practice and Exploration of Sesame Component Ses i 1. J Allergy Clin Immunol Pract. 2020;8(5):1681-1688 18. Sato S, Yanagida N, Ebisawa M. How to diagnose food allergy. Curr Opin Allergy Clin Immunol. 2018;18(3):214-221 19. Foong RX, Dantzer JA, Wood RA, Santos AF. Improving Diagnostic Accuracy in Food Allergy. J Allergy Clin Immunol Pract. 2021;9(1):71-80 20. Patel A, Bahna SL. Hypersensitivities to sesame and other common edible seeds. Allergy. 2016;71(10):1405-1413 21. Segal L, Ben-Shoshan M, Alizadehfar R, et al. Initial and accidental reactions are managed inadequately in children with sesame allergy. J Allergy Clin Immunol Pract. 2017;5(2):482-485 | Specific IgE from the patient's serum reacts with the allergen of interest, which is covalently coupled to an ImmunoCAP. After washing away nonspecific IgE, enzyme-labeled anti-IgE antibody is added to form a complex. After incubation, unbound anti-IgE is washed away, and the bound complex is incubated with a developing agent. After stopping the reaction, the fluorescence of the eluate is measured. Fluorescence is proportional to the amount of specific IgE present in the patient's sample (ie, the higher the fluorescence value, the more IgE antibody is present).(Package insert: ImmunoCAP System Specific IgE FEIA. Phadia AB; Rev 06/2020) | Same day/1 to 3 days | 14 days | This test has been cleared, approved, or is exempt by the US Food and Drug Administration and is used per manufacturer's instructions. Performance characteristics were verified by Mayo Clinic in a manner consistent with CLIA requirements. | 86003 | Sesame Seed Component Reflex, S | 6242-2 | SESA1 | Sesame Seed, IgE, S | 6242-2
COFLU | Severe Acute Respiratory Syndrome Coronavirus 2 (SARS-CoV-2) RNA and Influenza Virus Type A and Type B RNA Detection, PCR, Varies | Detection and differentiation of COVID-19 illness (due to SARS-CoV-2) and influenza A and B viral infection in a single test using upper respiratory tract specimens See following websites on indications and recommendations for testing: www.cdc.gov/coronavirus/2019-ncov/index.html www.cdc.gov/flu/symptoms/testing.htm | Real-Time Reverse Transcription Polymerase Chain Reaction (RT-PCR) | Yes | SARS-CoV-2 and Influenza A+B PCR, V | Varies | Specimen Type:Nasopharyngeal (NP), nasal mid-turbinate, or nares/nasal swab Supplies:Swab,Sterile Polyester (T507) Container/Tube:Universal transport media, viral transport media, or equivalent (eg, Copan UTM-RT, BD VTM, MicroTest M4, M4-RT, M5) Media should not contain guanidine thiocyanate (GTC). For more information on acceptable transport media, seewww.fda.gov/medical-devices/emergency-situations-medical-devices/faqs-diagnostic-testing-sars-cov-2 Specimen Volume:Entire specimen with a minimum of 1.5 mL (maximum 3 mL) of transport media Collection Instructions: 1. Collect specimen by swabbing back and forth over nasal mucosa surface to maximize recovery of cells. 2. Swab must be placed into transport medium. Swab shaft should be broken or cut so that there is no obstruction to the sample or pressure on the media container cap. 3. Do not sendin glass tubes, vacutainer tubes, or tubes with push caps. 4.Do not overfillwith more than 3 mL total volume of media. Specimen Type:Nasopharyngeal aspirate or nasal washings Container/Tube:Sterile container Specimen Volume: Minimum of 1.5 mL Additional Information: Do not aliquot into viral transport media, glass tubes, vacutainer tubes, or tubes with push caps. | See Specimen Required | Severe acute respiratory syndrome coronavirus 2 (SARS-CoV-2) is a positive-sense, single-stranded RNA virus that causes COVID-19. Like other coronaviruses that infect humans, SARS-CoV-2 can cause both upper and lower respiratory tract infection. Symptoms can range from mild (ie, the common cold) to severe (ie, pneumonia) in both healthy and immunocompromised patients. SARS-CoV-2 transmission occurs primarily via respiratory droplets. During the early stages of COVID-19, symptoms maybe nonspecific and resemble other common respiratory tract infections, such as influenza. If testing for other respiratory tract pathogens is negative, specific testing for SARS-CoV-2 may be warranted. SARS-CoV-2 is likely to be at the highest concentrations in the nasopharynx during the first 3 to 5 days of symptomatic illness. As the disease progresses, the viral load tends to decrease in the upper respiratory tract, at which point lower respiratory tract specimens (eg, sputum, tracheal aspirate, bronchoalveolar fluid) would be more likely to have detectable SARS-CoV-2. Influenza, also known as the "flu," is an acute, contagious respiratory illness caused by influenza A, B, and C viruses. Of these, only influenza A and B are thought to cause significant disease, with infections due to influenza B usually being milder than infections with influenza A. Influenza A viruses are further categorized into subtypes based on the 2 major surface protein antigens: hemagglutinin (H) and neuraminidase (N). Common symptoms of influenza infection include fever, chills, sore throat, muscle pains, severe headache, weakness, fatigue, and a nonproductive cough. Certain patients, including infants, the elderly, the immunocompromised, and those with impaired lung function, are at risk for serious complications. In the northern hemisphere, annual epidemics of influenza typically occur during the fall or winter months. However, the peak of influenza activity can occur as late as April or May, and the timing and duration of flu seasons vary. Influenza infection may be treated with supportive therapy, as well as antiviral drugs such as the neuraminidase inhibitors, oseltamivir (Tamiflu) and zanamivir (Relenza). These drugs are most effective when given within the first 48 hours of infection, so prompt diagnosis and treatment are essential for proper management. | Undetected | A "Detected" result indicates that the specific virus is present and suggests infection with the virus. Test results should always be considered in the context of patient's clinical history, physical examination, and epidemiologic exposures when making the final diagnosis. An "Undetected" result indicates that the specific virus is not present in the patient's specimen. However, this result may be influenced by the stage of the infection, quality, and type of the specimen collected for testing. Result should be correlated with patient's history and clinical presentation.A negative result for the influenza A viral RNApolymerase chain reaction (PCR) assay does not rule out the presence of this viral infection, as mutations in the PCR target region of this virus can cause false-negative test results. An "Indeterminate" result suggests that the patient may be infected with a variant SARS-CoV-2 or SARS-related coronavirus. Additional testing with an alternative molecular method is recommended on a newly collection specimen may be considered if the patient does not have signs and/or symptoms of COVID-19. An "Inconclusive" result indicates that the presence or absence of the specific virus in the specimen could not be determined with certainty after repeat testing in the laboratory, possibly due to reverse transcription-polymerase chain reaction inhibition. Submission of a new specimen for testing is recommended. | The US Food and Drug Administration has provided emergency use authorization of this test for testing upper respiratory tract specimens only. The assay is not authorized currently to test lower respiratory tract specimens, such as sputum, bronchial washing, or bronchoalveolar lavage fluid. The sensitivity of the assay is dependent on the timing of the specimen collection (in relation to symptom onset), quality, and type of the specimen submitted for testing. This test should not be performed unless the patient meets clinical and epidemiologic criteria for testing. The test is specific for detection of SARS-CoV-2, influenza A and B viruses, and positive test results do not exclude the possibility of concurrent infection with other respiratory viruses. This assay does not distinguish among the different subtypes of influenza A virus. Undetected (ie, negative) results do not rule out SARS-CoV-2, influenza A, or influenza B infection in patients and should not be used as the sole basis for treatment or other patient management decisions.A negative result for the influenza A viral RNApolymerase chain reaction (PCR) assay does not rule out the presence of this viral infection, as mutations in the PCR target region of this virus can cause false-negative test results.Results should be correlated with patient's history and clinical presentation. This assay detects both viable and nonviable virus. | 1. Loeffelholz MJ, Tang YW: Laboratory diagnosis of emerging human coronavirus infections-the state of the art. Emerg Microbes Infect. 2020 Dec;9(1):747-756. doi: 10.1080/22221751.2020.1745095 2. Mohammadi A, Esmaeilzadeh E, Li Y, Bosch RJ, Li JZ: SARS-CoV-2 detection in different respiratory sites: a systematic review and meta-analysis. EBioMedicine. 2020 Sep;59:102903. doi: 10.1016/j.ebiom.2020.102903 3. Centers for Disease Control and Prevention. Overview of testing for SARS-CoV-2, the virus that causes COVID-19. CDC; Updated September 28, 2022. Accessed December 30, 2022. Available at www.cdc.gov/coronavirus/2019-ncov/hcp/testing-overview.html 4. Centers for Disease Control and Prevention. Information for clinicians on influenza virus testing. CDC; Updated August 29. 2022. Accessed December 30, 2022. Available at www.cdc.gov/flu/professionals/diagnosis/index.htm 5. US Food and Drug Administration. FAQs on diagnostic testing for SARS-CoV-2. FDA; Updated September 27, 2022. Accessed December 30, 2022. Available atwww.fda.gov/medical-devices/emergency-situations-medical-devices/faqs-diagnostic-testing-sars-cov-2 | The assay is a TaqMan probe-based, real-time reverse transcription polymerase chain reaction (RT-PCR) assay designed for qualitative detection of SARS-CoV-2 RNA, influenza A RNA, and influenza B RNA from human upper respiratory tract specimens. Viral target-specific primers and probes are used to amplify and detect theORF1ab(nonstructural protein) sequence of SARS-CoV-2,Egene (structural envelope protein) sequence ofSarbecovirusgroup, encoding gene sequence for the matrix proteins 1 and 2 (M1/M2) of influenza A virus, and encoding sequence of the nuclear export protein (NEP)/nonstructural protein 1(NS1) genes of influenza B virus. Clinical samples undergo automated sample preparation (nucleic acid extraction and purification), during which viral nucleic acid in patient samples and added internal control RNA molecules are simultaneously extracted. Nucleic acid is released by the addition of proteinase and lysis reagent to the sample. The released nucleic acid binds to the silica surface of the added magnetic glass particles. Unbound substances and impurities, such as denatured protein, cellular debris, and potential PCR inhibitors, are removed with subsequent wash steps and purified nucleic acid is eluted from the magnetic glass particles with elution buffer at elevated temperature. External controls (positive and negative) are processed in the same way in each assay run.(Package insert: cobas SARS-CoV-2 and Influenza A/B: Qualitative assay for use on the cobas 6800/8800 Systems. Roche Molecular Systems, Inc; Doc Rev. 4.0, 06/2021) | 1 to 3 days | 5 days | This test has received Emergency Use Authorization (EUA) by the US Food and Drug Administration and is used per manufacturer’s instructions. Performance characteristics were verified by Mayo Clinic in a manner consistent with CLIA requirements. | 87636 | SARS-CoV-2 and Influenza A+B PCR, V | 95380-2 | CFETH | Patient Ethnicity | 69490-1
COVID | Severe Acute Respiratory Syndrome Coronavirus 2 (SARS-CoV-2) RNA Detection, PCR, Varies | Detection of COVID-19 illness due to SARS-CoV-2 Recommended only for patients who meet current clinical and/or epidemiologic criteria defined by federal, state, or local public health directives:www.cdc.gov/coronavirus/2019-ncov/index.html | Real-Time Reverse Transcription Polymerase Chain Reaction (RT-PCR) | Yes | SARS Coronavirus 2 PCR Detect, V | Varies | Specimen Type:Nasopharyngeal (NP), oropharyngeal (OP ie, throat), nasal mid-turbinate, or nares/nasal swab Supplies: -Swab,Sterile Polyester, 10 per package (T507) -Dacron-tipped swab with plastic shaft is acceptable Container/Tube:Universal transport media, viral transport media, or equivalent (eg, Copan UTM-RT, BD VTM, MicroTest M4, M4-RT, M5) Media should not contain guanidine thiocyanate (GTC). For more information on acceptable transport media, seewww.fda.gov/medical-devices/emergency-situations-medical-devices/faqs-diagnostic-testing-sars-cov-2 Specimen Volume:Entire specimen with a minimum of 1.5 mL (maximum 3 mL) of transport media. Collection Instructions: 1. Collect specimen by swabbing back and forth over nasal or pharyngeal mucosa surface to maximize recovery of cells. 2. NP and OP swab specimens may be combined at collection into a single vial of transport media but only one swab is required for analysis. 3. Swab must be placed into transport medium. Swab shaft should be broken or cut so that there is no obstruction to the sample or pressure on the media container cap. 4. Donotsend in glass tubes, vacutainer tubes, or tubes with push caps. 5.Do not overfillwith more than 3 mL total volume of media. Specimen Type:Nasopharyngeal aspirate or nasal washings Container/Tube:Sterile container Specimen Volume:Minimum of 1.5 mL Additional Information: Do not aliquot into viral transport media, glass tubes, vacutainer tubes, or tubes with push caps. Specimen Type:Lower respiratory tract Sources:Bronchoalveolar lavage (BAL) fluid, bronchial washings, endotracheal aspirate, sputum Container/Tube:Sterile container Specimen Volume:Minimum of 1.5 mL Additional Information: Do not aliquot into viral transport media, glass tubes, vacutainer tubes, or tubes with push caps. | See Specimen Required | Severe acute respiratory syndrome coronavirus 2 (SARS-CoV-2) is a positive-sense, single-stranded RNA virus that causes COVID-19. Like other coronaviruses that infect humans, SARS-CoV-2 can cause both upper and lower respiratory tract infection. Symptoms can range from mild (ie, the common cold) to severe (ie, pneumonia) in both healthy and immunocompromised patients. SARS-CoV-2 transmission occurs primarily via respiratory droplets. During the early stages of COVID-19, symptoms maybe nonspecific and resemble other common respiratory tract infections, such as influenza. If testing for other respiratory tract pathogens is negative, specific testing for SARS-CoV-2 may be warranted. SARS-CoV-2 is likely to be at the highest concentrations in the nasopharynx during the first 3 to 5 days of symptomatic illness. As the disease progresses, the viral load tends to decrease in the upper respiratory tract, at which point lower respiratory tract specimens (eg, sputum, tracheal aspirate, bronchoalveolar fluid) would be more likely to have detectable SARS-CoV-2. | Undetected | A "Detected" result indicates that SARS-CoV-2 RNA is present and suggests the diagnosis of COVID-19. Test result should always be considered in the context of patient's clinical history, physical examination, and epidemiologic exposures when making the final diagnosis. An "Undetected" result indicates that SARS-CoV-2 is not present in the patient's specimen. However, this result may be influenced by the stage of the infection, quality, and type of the specimen collected for testing. Result should be correlated with patient's history and clinical presentation. An "Indeterminate" result suggests that the patient may be infected with a variant SARS-CoV-2 or SARS-related coronavirus. Additional testing with an alternative molecular method may be considered if the patient does not have signs or symptoms of COVID-19. An "Inconclusive" result indicates that the presence or absence of SARS-CoV-2 RNA in the specimen could not be determined with certainty after repeat testing in the laboratory, possibly due toreal-time, reverse transcription polymerase chaininhibition. Submission of a new specimen for testing is recommended. Sequence analyses have predicted that this assay will detect the circulating variants reported by the U.S. Centers for Disease Control and Prevention (www.cdc.gov/coronavirus/2019-ncov/more/science-and-research/scientific-brief-emerging-variants.html), such as the United Kingdom (B.1.1.7), South Africa (B.1.351), and Brazil (P.1) variants. | TheUS Food and Drug Administrationhas provided emergency use authorization of this test for testing human nasopharyngeal and oropharyngeal swab specimens. The sensitivity of the assay is dependent on the timing of the specimen collection (in relation to symptom onset), quality, and type of the specimen submitted for testing. The test is specific for SARS-CoV-2, and positive test results do not exclude the possibility of concurrent infection with other respiratory viruses. Undetected (ie, negative) results do not rule out COVID-19 in patients and should not be used as the sole basis for treatment or other patient management decisions. Result should be correlated with the patient's history and clinical presentation. | 1. Zhu N, Zhang D, Wang W, et al: A novel coronavirus from patients with pneumonia in China, 2019. N Engl J Med. 2020;382(8):727-733. doi:10.1056/NEJMoa2001017 2. Loeffelholz MJ, Tang YW: Laboratory diagnosis of emerging human coronavirus infections-the state of the art. Emerg Microbes Infect. 2020;9(1):747-756. doi:10.1080/22221751.2020.1745095 3. Mohammadi A, Esmaeilzadeh E, Li Y, Bosch RJ, Li JZ: SARS-CoV-2 detection in different respiratory sites: a systematic review and meta-analysis. EBioMedicine. 2020;59:102903. doi:10.1016/j.ebiom.2020.102903 4. Centers for Disease Control and Prevention. Overview of testing for SARS-CoV-2. Accessed May 10, 2023. Available atwww.cdc.gov/coronavirus/2019-ncov/index.html 5. Food and Drug Administration. FAQs on diagnostic testing for SARS-CoV-2. Updated January 12, 2023. Accessed May 10, 2023. Available atwww.fda.gov/medical-devices/emergency-situations-medical-devices/faqs-diagnostic-testing-sars-cov-2 | The cobas SARS-CoV-2 assay is a TaqMan probe-based, real-time, reverse transcription polymerase chain reaction (PCR) assay designed for qualitative detection of 2019 novel coronavirus (SARS-CoV-2) RNA from human nasopharyngeal and oropharyngeal swabs processed on the fully automated cobas 6800 system. Clinical samples undergo automated sample preparation (nucleic acid extraction and purification), during which viral nucleic acid in patient samples and added internal control RNA (RNA IC) molecules are simultaneously extracted. Nucleic acid is released by the addition of proteinase and lysis reagent to the sample. The released nucleic acid binds to the silica surface of the added magnetic glass particles. Unbound substances and impurities, such as denatured protein, cellular debris and potential PCR inhibitors, are removed with subsequent wash steps and purified nucleic acid is eluted from the magnetic glass particles with elution buffer at elevated temperature. External controls (positive and negative) are processed in the same way in each assay run. Using target-specific primers and probes, this assay amplifies and detects both the ORF1ab (nonstructural protein) sequence of SARS-CoV-2 and the E gene (structural envelope protein) sequence of Sarbecovirus group. Samples containing SARS-CoV-2 should generate positive results for both targets by this assay.(Package insert: cobas SARS-CoV-2 -Qualitative assay for use on the cobas 6800 / 8800 Systems. Roche Diagnostics, Inc; Rev. 8.0 02/2022) | Same day/1 to 3 days | 4 days | This test has received Emergency Use Authorization (EUA) by the U.S. Food and Drug Administration and is modified from the manufacturer's instructions with a bridging study. Performance characteristics were verified by Mayo Clinic in a manner consistent with CLIA requirements. | 87635 | SARS Coronavirus 2 PCR Detect, V | 94500-6 | CETHN | Patient Ethnicity | 69490-1
COVTA | Severe Acute Respiratory Syndrome Coronavirus 2 (SARS-CoV-2), Nucleocapsid, Total Antibody, Serum | Aiding in identifying individuals with an adaptive immune response to SARS-CoV-2, indicating recent or prior infection | Chemiluminescence Immunoassay (CIA) | Yes | SARS-CoV-2 Nucleocapsid Total Ab, S | Serum | Collection Container/Tube: Preferred:Serum gel Acceptable:Red top Submission Container/Tube:Plastic vial Specimen Volume: 0.6 mL Collection Instructions: Centrifuge and aliquot serum within 2 hours of collection. | 0.5 mL | Severe acute respiratory syndrome coronavirus 2 (SARS-CoV-2) is an enveloped, single-stranded RNA virus of the family Coronaviridae, genusBetacoronavirus. All coronaviruses share similarities in the organization and expression of their genome, which encodes 16 nonstructural proteins and the 4 structural proteins: spike (S), envelope (E), membrane (M), and nucleocapsid (N). Results are for the detection of SARS-CoV-2 antibodies. Antibodies to SARS-CoV-2 are generally detectable in blood several days after initial infection; although the duration of time antibodies are present postinfection is not well characterized. Patients may have detectable virus present for several weeks following seroconversion. | Negative | Negative: No antibodies to SARS-CoV-2 detected. Negative results may occur in serum collected too soon following infection, in patients who are immunosuppressed, or in patients with mild or asymptomatic infection. This test does not rule out active or recent COVID-19 and will not detect SARS-CoV-2 vaccine-induced antibodies. Follow-up testing with a molecular test is recommended in symptomatic patients. Positive: SARS-CoV-2 antibodies to the nucleocapsid protein detected. Results suggest recent or prior infection with SARS-CoV-2. Correlation with epidemiologic risk factors and other clinical and laboratory findings is recommended. Serologic results should not be used to diagnose recent SARS-CoV-2 infection. Protective immunity cannot be inferred based on these results alone. False-positive results may occur due to cross-reactivity from pre-existing antibodies or other possible causes. | The sensitivity of Roche Elecsys Anti-SARS-CoV-2 test in early infection is unknown. Negative results do not preclude SARS-CoV-2 infections. If an acute infection is suspected, direct testing for SARS-CoV-2 virus is necessary. See Ordering Guidance. This test detects total antibodies against the SARS-CoV-2 nucleocapsid protein. All current SARS-CoV-2 vaccines induce antibodies to the spike glycoprotein only. Therefore, this assay will not detect SARS-CoV-2 vaccine induced anti-spike glycoprotein antibodies and cannot be used to measure vaccine response. False-positive results for Roche Anti-SARS-CoV-2 IgG test may occur due to cross-reactivity from pre-existing antibodies or other possible causes. Serum biotin concentrations up to 1200 ng/mL do not interfere with this assay. Extremely high concentrations of biotin in patient serum due to heavy administration or supplementation of biotin may falsely depress anti-SARS-CoV-2 antibody detection. Performance characteristics have not been established for the following specimen characteristics: -Potential endogenous interferences, eg, hemolysis, bilirubin, rheumatoid factors, and pharmaceutical compounds other than biotin, have not been tested, and therefore, interference cannot be excluded -Containing particulate matter -Cadaveric specimens | 1.Zhang W, Du RH, Li B, et al: Molecular and serologic investigation of 2019-nCoV infected patients: implication of multiple shedding routes. Emerg Microbes Infect. 2020 Feb 17;9(1):386-389. doi: 10.1080/22221751.2020.1729071 2. Okba N, Muller MA, Li W, et al: Severe acute respiratory syndrome coronavirus 2-specific antibody responses in coronavirus disease 2019 patients. Emerg Infect Dis. 2020 Apr 8;26(7). doi: 10.3201/eid2607.200841 3. Guo L, Ren L, Yang S, et al: Profiling early humoral response to diagnose novel coronavirus disease (COVID-19).Clin Infect Dis. 2020;ciaa310. doi: 10.1093/cid/ciaa310 4. Wolfel R, Corman VM, Guggemos W, et al. Virological assessment of hospitalized patients with COVID-2019.Nature. 2020 May;581(7809):465-469. doi: 10.1038/s41586-020-2196-x 5. Su S, Wong G, Shi W, et al: Epidemiology, genetic recombination, and pathogenesis of coronaviruses.Trends Microbiol. 2016;24(6):490-502. doi: 10.1016/j.tim.2016.03.003 6. Zhu N, Zhang D, Wang W, et al: A novel coronavirus from patients with pneumonia in China, 2019.N Engl J Med. 2020;382(8):727-733. doi: 10.1056/NEJMoa2001017 7. Liu L, Liu W, Zheng Y, et al: A preliminary study on serological assay for severe acute respiratory syndrome coronavirus 2 (SARS-CoV-2) in 238 admitted hospital patients. Microbes Infect. 2020;S1286-4579(20)30086-1. doi: 10.1016/j.micinf.2020.05.008 8. Zhang W, Du RH, Li B, et al: Molecular and serologic investigation of 2019-nCoV infected patients: implication of multiple shedding routes. Emerg Microbes Infect. 2020 Feb 17;9(1):386-389. doi: 10.1080/22221751.2020.1729071 | The Roche Elecsys anti-SARS-CoV-2 assay uses a recombinant protein representing the nucleocapsid (N) antigen for the determination of antibodies against SARS-CoV-2. In the first incubation the sample, biotinylated SARS-CoV-2-specific recombinant antigen and SARS-CoV-2-specific recombinant antigen labeled with a ruthenium complex form a sandwich complex. During the second incubation, after addition of streptavidin-coated microparticles, the complex becomes bound to the solid phase via interaction of biotin and streptavidin. The reaction mixture is aspirated into the measuring cell where the microparticles are magnetically captured onto the surface of the electrode. Unbound substances are then removed. Application of a voltage to the electrode induces chemiluminescent emission, which is measured by a photomultiplier. Results are determined automatically by the software by comparing the electrochemiluminescence signal obtained from the reaction product of the sample with the signal of the cutoff value previously obtained by calibration.(Package insert: Elecsys Anti-SARS-CoV-2. Roche Diagnostics; v 4.0. 08/2020) | Same day/1 to 3 days | 7 days | This test has received Emergency Use Authorization (EUA) by the US Food and Drug Administration and is used per manufacturer’s instructions. Performance characteristics were verified by Mayo Clinic in a manner consistent with CLIA requirements. | 86769 | SARS-CoV-2 Nucleocapsid Total Ab, S | 94762-2 | SETHN | Patient's Ethnicity | 69490-1
SCOVT | Severe Acute Respiratory Syndrome Coronavirus 2 (SARS-CoV-2), RNA Detection, ddPCR, Tissue | Detection of severe respiratory syndrome coronavirus 2 (SARS-CoV-2), the causative agent ofcoronavirus disease 2019 (COVID-19) informalin-fixed, paraffin-embedded tissue | Droplet Digital Polymerase Chain Reaction (ddPCR) | No | SARS CoV-2 RNA ddPCR, Qual, FFPE | Varies | Specimen Type:Formalin-fixed, paraffin-embedded tissue. Sources:Lung tissue, sputum (cell block), tracheal aspirate (cell block), bronchoalveolar fluid (cell block), cardiac tissue, brain tissue, kidney tissue, other Preferred: Specimen Type:Tissue Container/Tube:Tissue block Collection Instructions:Submit a formalin-fixed, paraffin-embedded (FFPE) tissue block. Acceptable: Specimen Type:Tissue Container/Tube:Slides Specimen Volume:5 unstained Collection Instructions:Submit 5 unstained, non-baked slides with 10-micron thick sections of tissue, preferably along with an Hematoxylin and Eosin slide (not required). Acceptable: Specimen Type:Tissue Container/Tube:Scrolls Specimen Volume:5 scrolls Collection Instructions:Submit 5 scrolls of FFPE tissue cut at 10 microns thick, preferably along with an H&E slide (not required). | See Specimen Required | Severe acute respiratory syndrome coronavirus 2 (SARS-CoV-2) virus is a positive-sense, single-stranded RNA virus that causes coronavirus disease 2019 (COVID-19). Like other coronaviruses that infect humans, SARS-CoV-2 can cause both upper and lower respiratory tract illness. Symptoms can range from mild (ie, the common cold) to severe (ie, pneumonia) in both healthy and immunocompromised patients. SARS-CoV-2 transmission occurs primarily via respiratory droplets.As the disease progresses, the viral load tends to decrease in the upper respiratory tract, at which point, lower respiratory tract specimens (eg, sputum, tracheal aspirate, bronchoalveolar fluid, transbronchial biopsy, wedge biopsy of lung, autopsy lung specimen) would be more likely to have detectable SARS-CoV-2. Infection of other tissue has been reported. The SARS-CoV-2 RNA detection in formalin-fixed and paraffin-embedded (FFPE) tissue by droplet digital polymerase chain reaction (ddPCR)assay will be used to detect the nucleocapsid N1 and N2 target sequences of SARS-CoV-2 virus in FFPE surgical and autopsy tissue. The identification of SARS-CoV-2 in surgical tissue may aid in the diagnosis of COVID-19 and may lead to a better understanding of unusual disease presentations. Detection of SARS-CoV-2 in deceased patients (autopsy tissue) may similarly confirm a suspected diagnosis among individuals with clinical or pathologic manifestations of COVID-19 (ie, pulmonary, cardiac) and may increase understanding of SARS-CoV-2 pathobiology. | Not applicable | This test will be reported as positive, negative, or indeterminate. An "indeterminate" result indicates that the presence or absence of severe respiratory syndrome coronavirus 2 (SARS-CoV-2 RNA) in the specimen could not be determined with certainty after repeated testing in the laboratory. This could be due to reverse transcriptase polymerase chain reaction (RT-PCR) inhibition or very low viral load. Submission of a new specimen for testing is recommended. Test results should always be considered in the context of patient's clinical history, physical examination, and epidemiologic exposures when making the final diagnosis. | The assay is adapted from an qualitative severe respiratory syndrome coronavirus 2 (SARS-CoV-2) RNA detection assay that has received FDA emergency use authorization (EUA), and it is modified by the performing laboratory for qualitative detection of SARS-CoV-2 RNA present in formalin-fixed and paraffin-embedded (FFPE) tissue. The sensitivity of the assay is dependent on the timing of the specimen collection (in relation to symptom onset) and the quality, quantity, and type of specimen submitted. This test is not normalized to the size of the submitted tissue per section. The test is specific for detection of SARS-CoV-2. Therefore, negative results do not exclude the possibility of infection with other respiratory viruses. Negative results do not rule out coronavirus disease 2019 (COVID-19) in patients and should not be used as the sole basis for treatment or other patient management decisions. Result should be correlated with patient's history and clinical presentation. | 1. Zhu N, Zhang D, Wang W, et al: A novel coronavirus from patients with pneumonia in China, 2019. N Engl J Med. 2020 Feb;382(8):727-733. doi: 10.1056/NEJMoa2001017 2. Holshue ML, DeBolt C, Lindquist S, et al: First case of 2019 novel coronavirus in the United States. N Engl J Med. 2020 Mar 5;382(10):929-936. doi: 10.1056/NEJMoa2001191 3. Loeffelholz MJ, Tang YW: Laboratory diagnosis of emerging human coronavirus infections-the state of the art. Emerg Microbes Infect. 2020;9(1):747-756. doi.org/10.1080/22221751.2020.1745095 4. Liu X, Feng J, Zhang Q, et al: Analytical comparisons of SARS-COV-2 detection by qRT-PCR and ddPCR with multiple primer/probe sets. Emerg Microbes Infect. 2020 Dec;9(1):1175-1179 5. Suo T, Liu X, Feng J, et al: ddPCR: a more accurate tool for SARS-CoV-2 detection in low viral load specimens. Emerg Microbes Infect. 2020 Dec;9(1):1259-1268 | The assay is a laboratory-developed modification of the Bio-Rad severe respiratory syndrome coronavirus 2 (SARS-CoV-2) droplet digital polymerase chain reaction (ddPCR) assay to generate results informalin-fixed paraffin-embedded (FFPE) tissue specimens. RNA is extracted from either scraped unstained slides or tissue scrolls. The eluate is incorporated into the reaction mixture, followed by generation of individual reaction droplets by the QX200 Automated Droplet Generator. After completion of PCR, the droplets are analyzed for presence or absence of amplified viral target sequences using the QX200 Droplet Reader. The PCR reaction mixture contains primers and probes for 2 target sequences within the SARS-CoV-2 nucleocapsid gene (N1 and N2) and a reference human ribonuclease P protein subunit 30-encoding gene (RPP30) sequence. Results are generated and reported as positive, negative, or indeterminate.The sensitivity of the assay is dependent on the timing of the specimen collection (in relation to symptom onset) and the quality, quantity, and type of specimen submitted. This test is not normalized to the size of the submitted tissue per section. The limit of detection varies based on the number of droplets generated but is approximately 5 copies of the viral genome.(Package insert: Bio-Rad SARS-CoV-2 ddPCR Test for use on the QX200 and QXDx Droplet Digital PCR Systems. Bio-Rad Laboratories, Inc; 04/2020) | 7 to 10 days | Unused portions of blocks will be returned. Unused slides and/or scrolls are stored indefinitely. | This test was developed and its performance characteristics determined by Mayo Clinic in a manner consistent with CLIA requirements. It has not been cleared or approved by the US Food and Drug Administration. | 87635 | SARS CoV-2 RNA ddPCR, Qual, FFPE | 94316-7 | 610694 | Disclaimer | 62364-5
COVSQ | Severe Acute Respiratory Syndrome Coronavirus 2 (SARS-CoV-2), Spike Antibody, Semi-Quantitative, Serum | Aiding in the identification of individuals with an adaptive immune response to SARS-CoV-2, indicating prior infection or vaccination Manufacture of COVID-19 convalescent plasma | Electrochemiluminescence Immunoassay (ECLIA) | Yes | SARS-CoV-2 Spike Ab, Semi-Quant, S | Serum | Collection Container/Tube: Preferred:Serum gel Acceptable:Red top Submission Container/Tube:Plastic vial Specimen Volume:1 mL Collection Instructions:Centrifuge and aliquot serum into a plastic vial | 0.75 mL | Severe acute respiratory syndrome coronavirus 2 (SARS-CoV-2) is an enveloped, single-stranded RNA virus of the family Coronaviridae, genusBetacoronavirus. All coronaviruses share similarities in the organization and expression of their genome, which encodes 16 nonstructural proteins and the 4 structural proteins: spike (S), envelope (E), membrane (M), and nucleocapsid (N). Results are for the semiquantitative detection of total antibodies (without differentiation between immunoglobulin classes) against the SARS-CoV-2 spike protein, specifically against the receptor binding domain). Antibodies to SARS-CoV-2 are detectable in over 90% of patients by 2 weeks after symptom onset or vaccination. While antiviral antibodies remain for at least 3 to 4 months postinfection, the long-term duration for antibodies continues to be defined. Patients may have detectable virus present for several weeks following seroconversion. | An interpretative report will be provided. | This assay provides qualitative and semi-quantitative results for the presence of antibodies to the receptor binding domain on the SARS-CoV-2 spike glycoprotein. Both vaccine and active infection can stimulate antibodies against this domain. Negative: No antibodies to SARS-CoV-2 spike glycoprotein detected. Negative results may occur in serum collected too soon following infection or vaccination, in immunosuppressed patients, or in patients with mild or asymptomatic infection. This test does not rule out active or recent COVID-19 infection or vaccination. Follow-up testing with a molecular test for SARS-CoV-2 is recommended in symptomatic patients. Positive: Antibodies to the SARS-CoV-2 spike glycoprotein detected. These results suggest recent or prior SARS-CoV-2 infection or vaccination. Antibody levels greater than or equal to 0.80 U/mL are considered positive by this assay. No minimum antibody level or threshold has been established to indicate long-term protective immunity against re-infection. Serologic results should not be used to diagnose recent SARS-CoV-2 infection. False-positive results for IgG antibodies may occur due to cross-reactivity from pre-existing antibodies or other possible causes. For the manufacture of COVID-19 convalescent plasma using the Roche Diagnostics anti-SARS-CoV-2 spike electro-chemiluminescence immunoassays, per current US Food and Drug Administration Emergency Use Authorization guidelines, high-titer convalescent plasma is defined as plasma units with a semi-quantitative value of 132 U/mL and above (see appendix A: www.fda.gov/media/141477/download). | The sensitivity of Roche Elecsys Anti-SARS-CoV-2 test in early infection is unknown. Negative results do not preclude SARS-CoV-2 infections. If an acute infection is suspected, direct testing for SARS-CoV-2 virus is necessary. False-positive results for Roche Anti-SARS-CoV-2 IgG test may occur due to cross-reactivity from pre-existing antibodies or other possible causes. It is not known at this time if the presence of antibodies to SARS-CoV-2 confers immunity to re-infection. In rare cases, interference due to extremely high titers of antibodies to analyte-specific antibodies, streptavidin, or ruthenium can occur. Serum biotin concentrations up to 1200 ng/mL do not interfere with this assay. Extremely high concentrations of biotin in patient serum due to heavy administration or supplementation of biotin may falsely depress Anti-SARS-CoV-2 antibody detection. In rare cases, some individuals can develop antibodies to mouse or other animal antibodies (often referred to as human antimouse antibodies [HAMA] or heterophile antibodies), which may cause interference in some immunoassays. The presence of antibodies to streptavidin or ruthenium rarely occur and may also interfere with this assay. Caution should be used in interpretation of results, and the laboratory should be alerted if the result does not correlate with the clinical presentation. | 1.Zhang W, Du RH, Li B, et al: Molecular and serologic investigation of 2019-nCoV infected patients: implication of multiple shedding routes. Emerg Microbes Infect. 2020 Feb 17;9(1):386-389. doi: 10.1080/22221751.2020.1729071 2. Okba N, Muller MA, Li W, et al: Severe acute respiratory syndrome coronavirus 2-specific antibody responses in coronavirus disease 2019 patients. Emerg Infect Dis. 2020 Apr 8;26(7). doi: 10.3201/eid2607.200841 3. Guo L, Ren L, Yang S, et al: Profiling early humoral response to diagnose novel coronavirus disease (COVID-19).Clin Infect Dis. 2020;ciaa310. doi: 10.1093/cid/ciaa310 4. Wolfel R, Corman VM, Guggemos W, et al. Virological assessment of hospitalized patients with COVID-2019.Nature. 2020 May;581(7809):465-469. doi: 10.1038/s41586-020-2196-x 5. Su S, Wong G, Shi W, et al: Epidemiology, genetic recombination, and pathogenesis of coronaviruses.Trends Microbiol. 2016 Jun;24(6):490-502. doi: 10.1016/j.tim.2016.03.003 6. Zhu N, Zhang D, Wang W, et al: A novel coronavirus from patients with pneumonia in China, 2019.N Engl J Med. 2020 Feb 20;382(8):727-733. doi: 10.1056/NEJMoa2001017 7. Liu L, Liu W, Zheng Y, et al: A preliminary study on serological assay for severe acute respiratory syndrome coronavirus 2 (SARS-CoV-2) in 238 admitted hospital patients. Microbes Infect. 2020 May-Jun;22(4-5):206-211;. doi: 10.1016/j.micinf.2020.05.008 8. Zhang W, Du RH, Li B, et al: Molecular and serologic investigation of 2019-nCoV infected patients: implication of multiple shedding routes. Emerg Microbes Infect. 2020 Feb 17;9(1):386-389. doi: 10.1080/22221751.2020.1729071 | Testing is performed on a Roche cobas e801. The Roche Elecsys Anti-SARS-CoV-2 S assay uses a double-antigen sandwich principle. This assay predominantly detects anti-severe acute respiratory syndrome coronavirus 2 (SARS-CoV-2) IgG but anti-SARS-CoV-2 IgA and IgM as well. Patient specimen is added to biotinylated SARS-CoV-2 S-receptor binding domain (RBD)-specific recombinant antigen and SARS-CoV-2 S-RBD-specific recombinant antigen labeled with a ruthenium complex to form a sandwich complex. After addition of streptavidin-coated microparticles, the complex becomes bound to the solid phase via interaction of biotin and streptavidin. This reaction mixture is aspirated into the measuring cell where the bound microparticles are magnetically captured onto the surface of the electrode, and unbound substances are removed. Voltage is applied to the electrode inducing a chemiluminescent emission, which is then measured against a calibration curve to determine the amount of SARS-CoV-2 S antibody in the patient specimen.(Package insert: cobas Elecsys Anti-SARS-CoV-2 S Antibody. Roche Diagnostics; V 1.0 English, 12/2020) | 1 to 3 days | 14 days | This test has received Emergency Use Authorization (EUA) by the US Food and Drug Administration and is used per manufacturer’s instructions. Performance characteristics were verified by Mayo Clinic in a manner consistent with CLIA requirements. | 86769 | SARS-CoV-2 Spike Ab, Semi-Quant, S | 94769-7 | COVQN | SARS-CoV-2 Spike Ab, Quant, S | 94769-7
SCIDP | Severe Combined Immunodeficiency (SCID) Gene Panel, Varies | Establishing a diagnosis of a severe combined immunodeficiency (SCID) associated with known causal genes Identifying variants within genes known to be associated with SCID, allowing for predictive testing of at-risk family members and/or determination of targeted management (anticipatory guidance, management changes, specific therapies) | Sequence Capture and Amplicon-Based Next-Generation Sequencing (NGS)/Quantitative Real-Time Polymerase Chain Reaction (qPCR) and Sanger Sequencing as needed | Yes | SCID Gene Panel | For skin biopsy or cultured fibroblast specimens, fibroblast culture will be performed at an additional charge. If viable cells are not obtained, the client will be notified. | Patient Preparation:A previous bone marrow transplant from an allogenic donor will interfere with testing. Call 800-533-1710 for instructions for testing patients who have received a bone marrow transplant. Submit only 1 of the following specimens: Specimen Type:Whole blood Container/Tube: Preferred:Lavender top (EDTA) or yellow top (ACD) Acceptable:Any anticoagulant Specimen Volume:3 mL Collection Instructions: 1. Invert several times to mix blood. 2. Send whole blood specimen in original tube.Do not aliquot. Specimen Stability Information:Ambient (preferred) 4 days/Refrigerated Specimen Type: Skin biopsy Supplies: Fibroblast Biopsy Transport Media (T115) Container/Tube: Sterile container with any standard cell culture media (eg, minimal essential media, RPMI 1640). The solution should be supplemented with 1% penicillin and streptomycin. Specimen Volume: 4-mm punch Specimen Stability Information: Refrigerated (preferred)/Ambient Additional Information:A separate culture charge will be assessed under CULFB / Fibroblast Culture for Biochemical or Molecular Testing. An additional 3 to 4 weeks is required to culture fibroblasts before genetic testing can occur. SpecimenType: Cultured fibroblasts Container/Tube: T-25 flask SpecimenVolume: 2 Flasks CollectionInstructions: Submit confluent cultured fibroblast cells from a skin biopsy from another laboratory. Cultured cells from a prenatal specimen will not be accepted. Specimen Stability Information: Ambient (preferred)/Refrigerated (<24 hours) Additional Information:A separate culture charge will be assessed under CULFB / Fibroblast Culture for Biochemical or Molecular Testing. An additional 3 to 4 weeks is required to culture fibroblasts before genetic testing can occur. | Blood: 1 mL Skin biopsy or cultured fibroblasts: See Specimen Required | Severe combined immunodeficiency (SCID) is characterized by the absence or dysfunction of T lymphocytes, which affects both cellular and humoral adaptive immunity. This absence or dysfunction of T cells results in a severe form of inherited primary immunodeficiency that may be life-threatening. SCID typically presents in infancy with persistent respiratory and gastrointestinal infections, failure to thrive, or graft-versus-host disease (due to engraftment of maternal T cells). The absence of lymphoid tissue, immunoglobulins, and B lymphocytes may also be noted. Critically, having low T-cell numbers is not on its own sufficient for a diagnosis of SCID because other non-SCID disorders, such as thymic defects, may also present with significant T-cell lymphopenia. SCID results from genetic causes of hematopoietic stem cell intrinsic defects in T-lymphocyte development. Primary thymic function defects should be differentiated from SCID because hematopoietic stem cell transplantation is unlikely to be curative for thymic function defects, as the defect is in thymic stromal cell development, not in hematopoietic stem cells. SCID is suspected when the patient has fewer than 300 autologous CD3 T cells per microliter and additional suggestive features, such as having less than 20% of CD4+ cells with naive cell surface markers, an abnormal SCID newborn screen, a family history of SCID, recurrent or opportunistic infections, or features of Omenn syndrome. An important diagnostic criterion for typical SCID is having less than 50 autologous CD3 T cells per microliter in blood, which requires immediate medical intervention. Other diagnostic criteria may include the identification of a disease-causing variant or variants in a gene whose product is known to be essential for T-cell development and having no alternate explanation for low T-cell count and low to undetectable TREC (T cell receptor excision circles) or <20% of CD4 T cells with naive cell surface marker CD45RA. Alternatively, the presence of maternal T cells in peripheral blood due to failure to reject transplacentally transferred cells is a pathognomonic finding. Atypical or "leaky" SCID is the term used for patients with partial defects in T-cell number and function. Leaky SCID tends to present in patients older than 12 months of age with recurrent, severe, and prolonged viral infections, bronchiectasis, failure to thrive, and autoimmune manifestations, including cytopenias. Patients may display partial or restricted antigen-specific antibody responses. Leaky SCID is often caused by hypomorphic variants in genes normally associated with typical SCID. Leaky SCID can be diagnosed based on the following: low T-cell number for age; oligoclonal T cells; abnormal TREC or <20% of CD4+ T cells that are naive; the identification of disease-causing variants identified in a gene whose product is known to be essential for T-cell development; reduced T-cell proliferation tests (defined as a proliferative response to phytohemagglutinin, anti-CD3, or anti-CD3/CD28); and the exclusion of other SCID or combined immunodeficiency conditions with a known genotype, thymic disorder, and other disorders associated with low T-cell numbers. Omenn syndrome, a form of leaky SCID that typically presents in infancy, is characterized by erythroderma, alopecia, hepatosplenomegaly, and lymphadenopathy. Laboratory findings may include elevated IgE, eosinophilia, and lymphocytosis. WhileRAG1andRAG2hypomorphic variants are most often associated with leaky SCID or Omenn syndrome, patients may have variants affecting other genes and the proteins they produce, such as Artemis or interleukin-7 receptor (IL-7R) alpha. There are forms of leaky SCID with hypomorphic variants in these genes that do not have the associated Omenn syndrome phenotype. SCID can be classified as T-B- or T-B+ SCID, with further subdivision possible based on the presence or absence of natural killer (NK) cells. T-B- SCID is typically caused by a defect in V(D)J recombination, the process that creates the antigen receptor diversity critical to the adaptive immune system. However, T-B- SCID may also be caused by certain enzyme deficiencies, such as adenosine deaminase deficiency, which results in accumulation of metabolic by-products that are toxic to lymphocytes. Reticular dysgenesis-the most severe form of combined immunodeficiency-is caused by a deficiency of the enzyme adenylate kinase 2 and genetic variants in theAK2gene. Reticular dysgenesis is characterized by a T-B-NK- phenotype, congenital agranulocytosis, lymphopenia, lymphoid and thymic hypoplasia, and bilateral sensorineural deafness. T-B+ SCID is characterized by impaired development of mature T-cells and the presence of nonfunctional B cells. It is most often caused by genetic variants that affect cytokine-mediated signaling. X-linked T-B+ SCID is due to variants in theIL2RGgene, which encodes the common gamma chain that is a part of the IL-2, IL-4, IL-7, IL-9, IL-15, and IL-21 receptors. Autosomal recessive forms of T-B+ SCID due to variants inJAK3or IL7R also disrupt cytokine signaling. Genetic variants in one of the four CD3 genes (CD3G,CD3D,CD3E, andCD247[CD3Z]) inhibit CD3 signaling and cause T-B+ SCID. The T-B+ cellular phenotype may also be caused by thymic defects that must be differentiated from T-B+ SCID to guide treatment decisions as stated above. Causes of these thymic defects include coronin-1A deficiency, which causes disruption of thymic egress of T cells and defective T-cell locomotion, and CD45 deficiency caused by variants in thePTPRCgene. Thymic defects with additional congenital anomalies may be observed in DiGeorge syndrome (represented on this panel byTBX1), CHARGE (coloboma, heart defects, atresia choanae [also known as choanal atresia], growth retardation, genital abnormalities, and ear abnormalities) syndrome (due to variants inCHD7orSEMA3E), and patients with genetic variants inFOXN1. | An interpretive report will be provided. | All detected variants are evaluated according to American College of Medical Genetics and Genomics recommendations.(1) Variants are classified based on known, predicted, or possible pathogenicity and reported with interpretive comments detailing their potential or known significance. | Clinical Correlations: Test results should be interpreted in the context of clinical findings, family history, and other laboratory data. Misinterpretation of results may occur if the information provided is inaccurate or incomplete. If testing was performed because of a clinically significant family history, it is often useful to first test an affected family member. Detection of a reportable variant in an affected family member would allow for more informative testing of at-risk individuals. To discuss the availability of additional testing options or for assistance in the interpretation of these results, contact Mayo Clinic Laboratories genetic counselors at 800-533-1710. Technical Limitations: Next-generation sequencing may not detect all types of genomic variants. In rare cases, false-negative or false-positive results may occur. The depth of coverage may be variable for some target regions; assay performance below the minimum acceptable criteria or for failed regions will be noted. Given these limitations, negative results do not rule out the diagnosis of a genetic disorder. If a specific clinical disorder is suspected, evaluation by alternative methods can be considered. There may be regions of genes that cannot be effectively evaluated by sequencing or deletion and duplication analysis as a result of technical limitations of the assay, including regions of homology, high guanine-cytosine (GC) content, and repetitive sequences. Confirmation of select reportable variants will be performed by alternate methodologies based on internal laboratory criteria. This test is validated to detect 95% of deletions up to 75 base pairs (bp) and insertions up to 47 bp. Deletions-insertions (delins) of 40 or more bp, including mobile element insertions, may be less reliably detected than smaller delins. Deletion/Duplication Analysis: This analysis targets single and multi-exon deletions/duplications; however, in some instances, single exon resolution cannot be achieved due to isolated reduction in sequence coverage or inherent genomic complexity. Balanced structural rearrangements (such as translocations and inversions) may not be detected. This test is not designed to detect low levels of mosaicism or to differentiate between somatic and germline variants. If there is a possibility that any detected variant is somatic, additional testing may be necessary to clarify the significance of results. Genes may be added or removed based on updated clinical relevance. For detailed information regarding gene specific performance and technical limitations, see Method Description or contact a laboratory genetic counselor. If the patient has had an allogeneic hematopoietic stem cell transplant or a recent nonleukoreduced blood transfusion, results may be inaccurate due to the presence of donor DNA. Call Mayo Clinic Laboratories for instructions for testing patients who have received a bone marrow transplant. Reclassification of Variants: Currently, it is not standard practice for the laboratory to systematically review previously classified variants on a regular basis. The laboratory encourages health care providers to contact the laboratory at any time to learn how the classification of a particular variant may have changed over time. Due to broadening genetic knowledge, it is possible that the laboratory may discover new information of relevance to the patient. Should that occur, the laboratory may issue an amended report. Variant Evaluation: Evaluation and categorization of variants are performed using published American College of Medical Genetics and Genomics and the Association for Molecular Pathology recommendations as a guideline.(1) Other gene-specific guidelines may also be considered. Variants are classified based on known, predicted, or possible pathogenicity and reported with interpretive comments detailing their potential or known significance. Variants classified as benign or likely benign are not reported. Multiple in silico evaluation tools may be used to assist in the interpretation of these results. The accuracy of predictions made by in silico evaluation tools is highly dependent upon the data available for a given gene, and periodic updates to these tools may cause predictions to change over time. Results from in silico evaluation tools should be interpreted with caution and professional clinical judgement. Rarely, incidental or secondary findings may implicate another predisposition or presence of active disease. These findings will be carefully reviewed to determine whether they will be reported. | 1. Tangye SG, Al-Herz W, Bousfiha A, et al. Human inborn errors of immunity: 2022 update on the classification from the International Union of Immunological Societies Expert Committee. J Clin Immunol. 2022;42(7):1473-1507. doi:10.1007/s10875-022-01289-3 2. Dvorak CC, Haddad E, Heimall J, et al. The diagnosis of severe combined immunodeficiency (SCID): The Primary Immune Deficiency Treatment Consortium (PIDTC) 2022 definitions. J Allergy Clin Immunol. 2023;151(2):539-546. doi:10.1016/j.jaci.2022.10.022 3. Bousfiha A, Moundir A, Tangye SG, et al. The 2022 update of IUIS Phenotypical Classification for human inborn errors of immunity. J Clin Immunol. 2022;42(7):1508-1520. doi:10.1007/s10875-022-01352-z 4. Raje N, Soden S, Swanson D, Ciaccio CE, Kingsmore SF, Dinwiddie DL. Utility of next generation sequencing in clinical primary immunodeficiencies. Curr Allergy Asthma Rep. 2014;14(10):468 5. DeSandro A, Nagarajan UM, Boss JM. The bare lymphocyte syndrome: Molecular clues to the transcriptional regulation of major histocompatability complex class II genes. Am J Hum Genet. 1999;65(2):279-286. doi: 10.1086/302519 6. Walkovich K, Vander Lugt M. ZAP70-related combined immunodeficiency. In: Adam MP, Mirzaa GM, Pagon RA, et al, eds. GeneReviews [Internet]. University of Washington, Seattle; 2009. Updated September 23, 2021. Accessed May 120, 2023. Available at www.ncbi.nlm.nih.gov/books/NBK20221/ 7. Hershfield M. Adenosine deaminase deficiency. In: Adam MP, Mirzaa GM, Pagon RA, et al, eds. GeneReviews [Internet]. University of Washington, Seattle; 2006. Updated March 16, 2017. Accessed January 10, 2023. Available at www.ncbi.nlm.nih.gov/books/NBK1483/ 8. Allenspach E, Rawlings DJ, Scharenberg AM. X-linked severe combined immunodeficiency. In: Adam MP, Mirzaa GM, Pagon RA, et al, eds. GeneReviews [Internet]. University of Washington, Seattle; 2003. Updated August 5, 2021. Accessed May 12, 2023. Available at www.ncbi.nlm.nih.gov/books/NBK1410/ 9. Kwan A, Abraham RS, Currier R, et al. Newborn screening for severe combined immunodeficiency in 11 screening programs in the United States. JAMA. 2014;312(7):729-738. doi: 10.1001/jama.2014.9132 | Next-generation sequencing (NGS) and/or Sanger sequencing is performed to test for the presence of variants in coding regions and intron/exon boundaries of the genes analyzed, as well as some other regions that have known disease-causing variants. The human genome reference GRCh37/hg19 build was used for sequence read alignment. At least 99% of the bases are covered at a read depth over 30X. Sensitivity is estimated at above 99% for single nucleotide variants, above 94% for deletions/insertions (delins) less than 40 base pairs (bp), above 95% for deletions up to 75 bp and insertions up to 47 bp. NGS and/or a polymerase chain reaction (PCR)-based quantitative method is performed to test for the presence of deletions and duplications in the genes analyzed. There may be regions of genes that cannot be effectively evaluated by sequencing or deletion and duplication analysis as a result of technical limitations of the assay, including regions of homology, high guanine-cytosine (GC) content, and repetitive sequences.SeeTargeted Genes and Methodology Details for Severe Combined Immunodeficiency (SCID) Gene Panelfor details regarding the targeted gene regions identified by this test(Unpublished Mayo methods) Genes Analyzed:ADA, AK2, ATM, BCL11B, CARD11, CD247, CD3D, CD3E, CD3G, CD8A, CHD7, CIITA, CORO1A, DCLRE1C, DOCK2, DOCK8, EXTL3, FOXN1, IKZF1, IL2RA, IL2RG, IL7R, JAK3, LAT, LCP2, LIG4, MTHFD1, NBN, NHEJ1, ORAI1, PAX1, PNP, POLE2, PRKDC, PTPRC, RAC2, RAG1, RAG2, RFX5, RFXANK, RFXAP, RMRP, SEMA3E, SMARCAL1, STIM1, TBX1, TTC7A, WAS, WIPF1,andZAP70 | 28 to 42 days | Whole blood: 2 weeks (if available); Extracted DNA: 3 months; Cultured fibroblasts, skin biopsy: 1 month | This test was developed and its performance characteristics determined by Mayo Clinic in a manner consistent with CLIA requirements. It has not been cleared or approved by the US Food and Drug Administration. | 8144388233- Tissue culture, skin, solid tissue biopsy (if appropriate)88240- Cryopreservation (if appropriate) | SCID Gene Panel | In Process | 620147 | Released By | 18771-6
SCCNP | Severe Congenital and Cyclic Neutropenia Gene Panel, Varies | Providing a genetic evaluation for patients with a personal or family history suggestive of severe congenital neutropenia and/or cyclic neutropenia Establishing a diagnosis of an inherited congenital neutropenia and, in some cases, allowing for appropriate management and surveillance for disease features based on the gene involved | Sequence Capture and Targeted Next-Generation Sequencing (NGS) followed by Polymerase Chain Reaction (PCR) and Sanger Sequencing | Yes | Congenital Neutropenia GenePanel | For skin biopsy or cultured fibroblast specimens,fibroblast culture will be performed at an additional charge. If viable cells are not obtained, the client will be notified. | Patient Preparation:A previous bone marrow transplant from an allogenic donor will interfere with testing. Call 800-533-1710 for instructions for testing patients who have received a bone marrow transplant. Submit only 1 of the following specimens: Specimen Type:Whole blood Container/Tube: Preferred:Lavender top (EDTA) or yellow top (ACD) Acceptable:Any anticoagulant Specimen Volume:3 mL Collection Instructions: 1. Invert several times to mix blood. 2. Send whole blood specimen in original tube.Do not aliquot. Specimen Stability Information:Ambient (preferred) 4 days/Refrigerated Specimen Type: Skin biopsy Supplies: Fibroblast Biopsy Transport Media (T115) Container/Tube: Sterile container with any standard cell culture media (eg, minimal essential media, RPMI 1640). The solution should be supplemented with 1% penicillin and streptomycin. Specimen Volume: 4-mm punch Specimen Stability Information: Refrigerated (preferred)/Ambient Additional Information:A separate culture charge will be assessed under CULFB / Fibroblast Culture for Biochemical or Molecular Testing. An additional 3 to 4 weeks is required to culture fibroblasts before genetic testing can occur. SpecimenType: Cultured fibroblasts Container/Tube: T-25 flask SpecimenVolume: 2 Flasks CollectionInstructions: Submit confluent cultured fibroblast cells from a skin biopsy from another laboratory. Cultured cells from a prenatal specimen will not be accepted. Specimen Stability Information: Ambient (preferred)/Refrigerated (<24 hours) Additional Information:A separate culture charge will be assessed under CULFB / Fibroblast Culture for Biochemical or Molecular Testing. An additional 3 to 4 weeks is required to culture fibroblasts before genetic testing can occur. | Blood: 1 mL; Skin biopsy or cultured fibroblasts: See Specimen Required | Inherited congenital neutropenia refers to a subset of primary immunodeficiencies impacting neutrophil maturation and function. The severity of the clinical manifestations in these disorders typically reflects the degree of neutropenia. Most cases of neutropenia are due to acquired (non-genetic) causes. Severe congenital neutropenia (SCN) is characterized by chronically low neutrophil count and recurrent, often life-threatening infections beginning in the first few months of life. Some individuals with SCN may also have an increased risk for myelodysplastic syndrome or acute myelogenous leukemia.(1-3) Cyclic neutropenia (CN) is characterized by periods of severe neutropenia and infections that last 3 to 5 days and recur at regular intervals.(1-5) Individuals with SCN or CN may also exhibit recurrent fevers, sinusitis, gingivitis, cellulitis, oral ulcers, colonic ulcers, and other manifestations of chronic infections.(1-5) Bone marrow biopsy on affected individuals may show arrest in myelopoiesis at the promyelocyte/myelocyte stage.(1-3) The prevalence of inherited severe congenital neutropenia and cyclic neutropenia is estimated to range from 1:500,000 to 1:100,000 live births.(1-5) The genetic etiology of inherited congenital neutropenia is most commonly due to disease-causing variants in genes that play a role in neutrophil differentiation.(1) Inheritance can be autosomal recessive, autosomal dominant, or X-linked. The most common causes of isolated congenital neutropenia are disease-causing variants in theELANEandHAX1genes, which encode neutrophil elastase and HCLS1(hematopoietic cell-specific Lyn substrate)-associated protein X-1, respectively. Autosomal dominantELANE-related neutropenia is the most common cause of congenital neutropenia in children and may present with oral/colonic ulcers, recurrent upper and lower respiratory infections, and various infections of the soft tissue.(2,4,6) In addition, most cases of cyclic neutropenia are due to disease-causing variants inELANE. Autosomal recessive Kostmann disease, caused by variants in theHAX1gene, is the second most common cause of congenital neutropenia in children and presents similarly toELANE-related neutropenia.(2,4,6) X-linkedWAS-related disorders lead to a spectrum of congenital neutropenia phenotypes including Wiskott-Aldrich syndrome and X-linked congenital neutropenia.(5,6) Isolated severe congenital neutropenia may more rarely be due to disease-causing variants in several additional genes includingCSF3R,CXCR2,GFI1andWIPF1.(1,6) Severe neutropenia may also be present as part of a multisystem disorder.(1) This panel assesses for many conditions in which neutropenia is seen in conjunction with extra-hematologic features, including but not limited to: -Shwachman-Diamond syndrome, an autosomal dominant condition due to disease-causing variants in theSBDSgene, is also characterized by exocrine pancreatic dysfunction, bone abnormalities, and hematologic abnormalities. -GATA2-deficieny (monocytopenia and mycobacterial infection [MonoMAC] syndrome), an autosomal dominant condition due to disease-causing variants in theGATA2gene, demonstrates a wide spectrum of clinical presentations ranging from mild chronic neutropenia with monocytopenia to Emberger syndrome and predisposition to acute myeloid malignancy. -Barth syndrome, an X-linked condition due to disease-causing variants in theTAZgene, is also characterized cardiomyopathy, skeletal myopathy, growth delay, and distinctive facial features. -Cohen syndrome, an autosomal recessive condition due to disease-causing variants in theVSP13Bgene, is also characterized by hypotonia, developmental delays, microcephaly, failure to thrive in infancy, truncal obesity, ophthalmologic findings, joint hypermobility, a cheerful disposition, and characteristic facial features. -WHIM (warts, hypogammaglobulinemia, infections, and myelokathexis) syndrome, an autosomal dominant condition caused by variants in theCXCR4gene, is also characterized by hypogammaglobulinemia and susceptibility to human papillomavirus. | An interpretive report will be provided. | All detected variants are evaluated according to American College of Medical Genetics and Genomics recommendations.(7) Variants are classified based on known, predicted, or possible pathogenicity and reported with interpretive comments detailing their potential or known significance. | Clinical Correlations: Test results should be interpreted in the context of clinical findings, family history, and other laboratory data. Misinterpretation of results may occur if the information provided is inaccurate or incomplete. If testing was performed because of a clinically significant family history, it is often useful to first test an affected family member. Detection of a reportable variant in an affected family member would allow for more informative testing of at-risk individuals. To discuss the availability of additional testing options or for assistance in the interpretation of these results, contact Mayo Clinic Laboratories genetic counselors at 800-533-1710. Technical Limitations: Next-generation sequencing may not detect all types of genomic variants. In rare cases, false-negative or false-positive results may occur. The depth of coverage may be variable for some target regions; assay performance below the minimum acceptable criteria or for failed regions will be noted. Given these limitations, negative results do not rule out the diagnosis of a genetic disorder. If a specific clinical disorder is suspected, evaluation by alternative methods can be considered. There may be regions of genes that cannot be effectively evaluated by sequencing or deletion and duplication analysis as a result of technical limitations of the assay, including regions of homology, high guanine-cytosine (GC) content, and repetitive sequences. Confirmation of select reportable variants will be performed by alternate methodologies based on internal laboratory criteria. This test is validated to detect 95% of deletions up to 75 base pairs (bp) and insertions up to 47 bp. Deletions-insertions (delins) of 40 or more bp, including mobile element insertions, may be less reliably detected than smaller delins. Deletion/Duplication Analysis: This analysis targets single and multi-exon deletions/duplications; however, in some instances, single exon resolution cannot be achieved due to isolated reduction in sequence coverage or inherent genomic complexity. Balanced structural rearrangements (such as translocations and inversions) may not be detected. This test is not designed to detect low levels of mosaicism or to differentiate between somatic and germline variants. If there is a possibility that any detected variant is somatic, additional testing may be necessary to clarify the significance of results. Genes may be added or removed based on updated clinical relevance. Refer to theTargeted Genes and Methodology Details for Severe Congenital and Cyclic Neutropenia Gene Panelfor the most up to date list of genes included in this test. For detailed information regarding gene specific performance and technical limitations, see Method Description or contact a laboratory genetic counselor. If the patient has had an allogeneic hematopoietic stem cell transplant or a recent non-leukoreduced blood transfusion, results may be inaccurate due to the presence of donor DNA. Call Mayo Clinic Laboratories for instructions for testing patients who have received a bone marrow transplant. Reclassification of Variants: Currently, it is not standard practice for the laboratory to systematically review previously classified variants on a regular basis. The laboratory encourages health care providers to contact the laboratory at any time to learn how the classification of a particular variant may have changed over time. Due to broadening genetic knowledge, it is possible that the laboratory may discover new information of relevance to the patient. Should that occur, the laboratory may issue an amended report. Variant Evaluation: Evaluation and categorization of variants are performed using published American College of Medical Genetics and Genomics and the Association for Molecular Pathology recommendations as a guideline.(7) Other gene-specific guidelines may also be considered. Variants are classified based on known, predicted, or possible pathogenicity and reported with interpretive comments detailing their potential or known significance. Variants classified as benign or likely benign are not reported. Multiple in silico evaluation tools may be used to assist in the interpretation of these results. The accuracy of predictions made by in silico evaluation tools is highly dependent upon the data available for a given gene, and periodic updates to these tools may cause predictions to change over time. Results from in silico evaluation tools are interpreted with caution and professional clinical judgment. Rarely, incidental or secondary findings may implicate another predisposition or presence of active disease. These findings will be carefully reviewed to determine whether they will be reported. | 1. Skokowa J, Dale DC, Touw IP, Zeidler C, Welte K: Severe congenital neutropenias. Nat Rev Dis Primers. 2017 Jun 8;3:17032. doi:10.1038/nrdp.2017.32 2. Fadeel B, Garwicz D, Carlsson G, Sandstedt B, Nordenskjold M: Kostmann disease and other forms of severe congenital neutropenia. Acta Paediatr. 2021 Nov;110(11):2912-2920. doi:10.1111/apa.16005 3. Tayal A, Meena JP, Kaur R, et al: A novel homozygous HAX1 mutation in a child With cyclic neutropenia: A case report and review. J Pediatr Hematol Oncol. 2022 Mar 1;44(2):e420-e423. doi:10.1097/MPH.0000000000002110 4. Dale DC, Makaryan V: ELANE-related neutropenia. In: Adam MP, Everman DB, Mirzaa GM, et al, eds. GeneReviews [Internet]. University of Washington, Seattle; 2002. Updated August 23, 2018. Accessed January 19, 2023. Available at www.ncbi.nlm.nih.gov/books/NBK1533/ 5. Chandra S, Bronicki L, Nagaraj CB, et al: WAS-related disorders. In: Adam MP, Everman DB, Mirzaa GM, et al, eds. GeneReviews [Internet]. University of Washington, Seattle; 2004. Updated September 22, 2016. Accessed January 19, 2023. Available at https://www.ncbi.nlm.nih.gov/books/NBK1178/ 6. Tangye SG, Al-Herz W, Bousfiha A, et al. Human Inborn Errors of Immunity: 2022 Update on the Classification from the International Union of Immunological Societies Expert Committee. J Clin Immunol. 2022 Oct:42(7):1473-1507. doi: 10.1007/s10875-022-01289-3 7. Richards S, Aziz N, Bale S, et al; ACMG Laboratory Quality Assurance Committee: Standards and guidelines for the interpretation of sequence variants: a joint consensus recommendation of the American College of Medical Genetics and Genomics and the Association for Molecular Pathology. Genet Med 2015 May;17(5):405-424 | Next-generation sequencing (NGS) and/or Sanger sequencing are performed to test for the presence of variants in coding regions and intron/exon boundaries of the genes analyzed, as well as some other regions that have known disease-causing variants. The human genome reference GRCh37/hg19 build was used for sequence read alignment. At least 99% of the bases are covered at a read depth over 30X. Sensitivity is estimated at above 99% for single nucleotide variants, above 94% for deletions/insertions (delins) less than 40 base pairs (bp), and above 95% for deletions up to 75 bp and insertions up to 47 bp. NGS and/or a polymerase chain reaction-based quantitative method is performed to test for the presence of deletions and duplications in the genes analyzed. There may be regions of genes that cannot be effectively evaluated by sequencing or deletion and duplication analysis as a result of technical limitations of the assay, including regions of homology, high guanine-cytosine (GC) content, and repetitive sequences. SeeTargeted Genes and Methodology Details for Severe Congenital and Cyclic Neutropenia Gene Panelfor details regarding the targeted genes analyzed for each test and specific gene regions not routinely covered.(Unpublished Mayo method) Confirmation of select reportable variants may be performed by alternate methodologies based on internal laboratory criteria. Genes analyzed:AK2, AP3B1, AP3D1, CD40LG, CEBPE, CLPB, CSF3R, CXCR2, CXCR4, DNAJC21, EFL1, ELANE, G6PC3, GATA2, GFI1, GINS1, HAX1, JAGN1, LYST, RAC2, SBDS, SLC37A4, SMARCD2, SRP54, TAZ(TAFAZZIN), USB1, VPS13B, VPS45, WAS,andWIPF1 | 28 to 42 days | Whole blood: 2 weeks (if available); Extracted DNA: 3 months; Cultured fibroblasts, skin biopsy: 1 month | This test was developed and its performance characteristics determined by Mayo Clinic in a manner consistent with CLIA requirements. It has not been cleared or approved by the US Food and Drug Administration. | 8144388233- Tissue culture, skin, solid tissue biopsy (if appropriate)88240- Cryopreservation (if appropriate) | Congenital Neutropenia GenePanel | In Process | 619885 | Released By | 18771-6
SCTF | Sex Chromosome Determination, FISH, Tissue | Identifying the sex chromosome complement in paraffin-embedded tissues | Fluorescence In Situ Hybridization (FISH) | Yes | Sex Chromosome, FISH, Ts | This test includes a charge for application of the first probe set (2 fluorescence in situ hybridization probes) and professional interpretation of results. | Submit only 1 of the following specimens: Specimen Type:Tissue Preferred:Tissue block Collection Instructions:Submit a formalin-fixed, paraffin-embedded (FFPE) tumor tissue block. Blocks prepared with alternative fixation methods may be acceptable; provide fixation method used. Acceptable:Slides Collection Instructions:Four consecutive, unstained, 5 micron-thick sections placed on positively charged slides, and 1 hematoxylin and eosin (H and E)-stained slide. | See Specimen Required | Genotypically normal females possess 2 X chromosomes (XX); genotypically normal males possess 1 X chromosome and 1 Y chromosome (XY). Determining the sex chromosome complement in a tissue specimen can be used to: -Identify opposite sex-donor cells post-transplant -Help resolve cases of suspected sample mix-up | An interpretive report will be provided. | An interpretive report will be provided. | This test is not approved by the U.S. Food and Drug Administration and it is best used as an adjunct to existing clinical and pathologic information. Fixatives other than formalin (eg, Prefer, Bouin's) may not be successful for FISH assays, however non-formalin-fixed samples will not be rejected. Paraffin-embedded tissues that have been decalcified are generally unsuccessful for FISH analysis. The pathologist reviewing the hematoxylin and eosin-stained slide may find it necessary to cancel testing. | 1. Nakhleh RE, Zarbo RJ: Surgical pathology specimen identification and accessioning: A College of American Pathologists Q-Probes study of 1,004,115 cases from 417 institutions. Arch Pathol Lab Med. 1996 Mar;120:227-233 2. Riopel MA, Yu IT, Hruban RH, Lazenby AJ, Griffin CA, Perlman EJ: Whose tumor is this: FISHing for the answer. Mod Pathol. 1995;8:456-457 3. Valenstein PN, Raab SS, Walsh MK: Identification errors involving clinical laboratories: a College of American Pathologists Q-Probes study of patient and specimen identification errors at 120 institutions. Arch Pathol Lab Med. 2006 Aug;130(8):1106-1113 | The test is performed using a commercially available enumeration strategy probe set for the X centromere (DXZ1) and Y centromere (DYZ3).Formalin-fixed, paraffin-embedded tissues are cut at 5 microns and mounted on positively charged glass slides.The selection of tissue and the target areas on the hematoxylin and eosin (H and E)-stained slide is performed by a pathologist. Using the H and E-stained slide as a reference, target areas are etched with a diamond-tipped etcher on the back of the unstained slide to be assayed. The probe set is hybridized to the appropriate target areas and 2 technologists each analyze 50 interphase nuclei (100 total) with theresults expressed as the percent of XX (female) or XY (male) nuclei.(Unpublished Mayo method) | 7 to 10 days | Slides and H and E used for analysis are retained by the laboratory in accordance to CAP and NYS requirements. Client provided paraffin blocks and extra unstained slides (if provided) will be returned after testing is complete. | This test was developed using an analyte specific reagent. Its performance characteristics were determined by Mayo Clinic in a manner consistent with CLIA requirements. This test has not been cleared or approved by the US Food and Drug Administration. | 88271 x 2, 88291-DNA probe, each (first probe set), Interpretation and report88271 x 2-DNA probe, each; each additional probe set (if appropriate)88271-DNA probe, each; coverage for sets containing 3 probes (if appropriate)88271 x 2-DNA probe, each; coverage for sets containing 4 probes (if appropriate)88271 x 3-DNA probe, each; coverage for sets containing 5 probes (if appropriate)88274 w/modifier 52-Interphase in situ hybridization, <25 cells, each probe set (if appropriate)88274-Interphase in situ hybridization, 25 to 99 cells, each probe set (if appropriate)88275-Interphase in situ hybridization, 100 to 300 cells, each probe set (if appropriate) | Sex Chromosome, FISH, Ts | 87436-2 | 53840 | Disclaimer | 62364-5
SHBG1 | Sex Hormone-Binding Globulin, Serum | Diagnosis and follow-up of women with signs or symptoms of androgen excess (eg, polycystic ovarian syndrome and idiopathic hirsutism) An adjunct in monitoring sex-steroid and antiandrogen therapy An adjunct in the diagnosis of disorders of puberty An adjunct in the diagnosis and follow-up of anorexia nervosa An adjunct in the diagnosis of thyrotoxicosis (tissue marker of thyroid hormone excess) A possible adjunct in diagnosis and follow-up of insulin resistance and cardiovascular and type 2 diabetes risk assessment, particularly in women | Immunoenzymatic Assay | Yes | Sex Hormone-Binding Globulin, S | Serum | Collection Container/Tube: Preferred:Serum gel Acceptable:Red top Submission Container/Tube:Plastic vial Specimen Volume:1 mL Collection Instructions: Centrifuge and aliquot serum into a plastic vial. | 0.5 mL | Sex hormone-binding globulin (SHBG), a 95 kDa homodimer, is the blood transport protein for testosterone and estradiol. SHBG is mainly produced in the liver and has a half-life of approximately seven days. SHBG binds reversibly to sex steroids. SHBG has a relatively high-binding affinity to dihydrotestosterone (DHT), medium affinity to testosterone and estradiol, and exhibits a low affinity to estrone, dehydroepiandrosterone, androstenedione, and estriol. Albumin, which exists at physiologically higher concentrations than SHBG, also binds to sex steroids, although with a much lower binding affinity (eg, about 100 times lower for testosterone). Decreased SHBG serum concentrations are associated with conditions in which elevated androgen concentrations are present, or the effect of androgen on its target organs is excessive. Because of the high-binding affinity of SHBG to DHT, as compared to estradiol, SHBG has profound effects on the balance between bioavailable androgens and estrogens. Increased SHBG concentrations may be associated with signs and symptoms of hypogonadism in men, while decreased concentrations can result in androgenization in women. SHBG is regulated by insulin, and a low SHBG concentration often indicates insulin resistance and, consequently, may be a predictor of type 2 diabetes. Endogenous or exogenous thyroid hormones or estrogens increase SHBG concentrations. In men, there is also an age-related gradual rise, possibly secondary to the mild age-related fall in testosterone production. This process can result in bioavailable testosterone concentrations that are much lower than would be expected based on total testosterone measurements alone. | Tanner Stages,Mean Age,Reference Interval (nmol/L), Stage I,10.4,17-135, Stage II,11.1,21-114, Stage III,12.7,12-138, Stage IV,14.5,7.7-67, Stage V,14.2,3.9-40, Tanner Stages,Mean Age,Reference Interval (nmol/L), Stage I,10.5,16-182, Stage II,10.9,24-121, Stage III,12.5,18-87, Stage IV,14,7.7-108, Stage V,14.9,10-79, | Many conditions of mild-to-moderate androgen excess in women, particularly polycystic ovarian syndrome, are associated with low sex hormone-binding globulin (SHBG)concentrations. A defect in SHBG production could lead to bioavailable androgen excess, in turn causing insulin resistance that depresses SHBG concentrations further. There are rare cases ofSHBGvariants that follow this pattern. SHBG concentrations are typically very low in these individuals. However, in most patients, SHBG concentrations are mildly depressed or possibly within the lower part of the reference interval. In these patients, the primary problem may be androgen overproduction, insulin resistance, or both. Adult SHBG concentrations in adolescent boys with signs of precocious puberty support the condition is testosterone driven, rather than representing premature adrenarche. Therapies/behavior alterations that may potentially increase SHBG concentrations include reducers of bioactivity of androgens (eg, androgen receptor antagonists, alpha-reductase inhibitors) or reduction of insulin resistance (eg, weight loss, metformin, peroxisome proliferator-activated receptor gamma agonists). Clinical assays may not be available for many therapeutic synthetic androgens and estrogens (eg, ethinyl-estradiol). In those instances, increasing SHBG concentrations may be associated with anti-androgen or estrogen therapy, while SHBG reduction can be associated with androgen treatment. Patients with anorexia nervosa have high SHBG concentrations. With successful treatment,concentrationsstart to decline as nutritional status improves. Normalization of SHBG precedes, and may be predictive of, future normalization of reproductive function. Thyrotoxicosis increases SHBG concentrations. In situations when assessment of true functional thyroid status may be difficult (eg, patients receiving amiodarone treatment, individuals with thyroid hormone transport-protein abnormalities, patients with suspected thyroid hormone resistance or suspected inappropriate thyrotropin [TSH] secretion, such as a TSH-secreting pituitary adenoma), elevated SHBG concentrations suggest tissue thyrotoxicosis, while normal levels indicate euthyroidism or near-euthyroidism. SHBG is also produced by placental tissue and, therefore, values will be elevated during pregnancy.Reference ranges for pregnant women have not been established at our institution. In patients with known insulin resistance, "metabolic syndrome," or high risk of type 2 diabetes (eg, women with a history of gestational diabetes), low SHBG concentrations may predict progressive insulin resistance, cardiovascular complications, and progression to type 2 diabetes. An increase in SHBG concentrations may indicate successful therapeutic intervention. A genetic variant ofSHBG(Asp327>Asn) introduces an additional glycosylation site in 10% to 20% of the population, resulting in significantly slower degradation. These individuals tend to have higher SHBG concentrations for any given level of other factors influencing SHBG. In laboratories without access to bioavailable testosterone or equilibrium dialysis-based "true" free testosterone assays, sex hormone-binding globulin measurement is crucial in cases when assessment of the free testosterone fraction (free androgen index or calculated free testosterone) is required. At Mayo Clinic Laboratories, both bioavailable testosterone (TTBS /Testosterone, Total and Bioavailable, Serum) and free testosterone (TGRP / Testosterone, Total and Free, Serum)measurements are available. Free testosterone (TGRP) is measured by equilibrium dialysis, obviating the need for sex hormone-binding globulin measurements to calculate free androgen fractions. | In rare cases, some individuals can develop antibodies to mouse or other animal antibodies (often referred to as human anti-mouse antibodies [HAMA] or heterophile antibodies), which may cause interference in some immunoassays. Caution should be used in interpretation of results, and the laboratory should be alerted if the result does not correlate with the clinical presentation. For patients presenting with cirrhosis or subclinical thyroid conditions, carefully evaluate results as these conditions can potentially cause erroneous sex hormone-binding globulin (SHBG) results. SHBG results should be interpreted in light of the total clinical presentation of the patient, including symptoms, clinical history, data from additional tests, and other appropriate information. | 1. Konforte D, Shea JL, Kyriakopoulou L, et al:Complex biological pattern of fertility hormones in children and adolescents: A study of healthy children from the CALIPER cohort and establishment of pediatric reference interval. Clin Chem. 2013;59(8):1215–1227 2. Pugeat M, Plotton I, de la Perriere, Raverot G, Dechaud H, Raverot V:Management of endocrine disease hyperandrogenic states in women: Pitfalls in laboratory diagnosis.Eur J Endocrinol.2018;178(4):141-154 3. Jarecki P, Herman WA, Pawliczak E, Lacka K:Can low SHBG serum concentration be a good early marker of male hypogonadism in metabolic syndrome?Diabetes Metab Syndr Obes. 2019;12:2181-2191 4. Calzada M, Lopez N, Noguera JA, et al:AMH in combination with SHBG for the diagnosis of polycystic ovary syndrome. J Obstet Gynecol. 2019;39(8):1130-1136 5. Tchernof A, Despres JP: Sex steroid hormone, sex hormone-binding globulin, and obesity in men and women. Horm Metab Res. 2000;32:526-536 6. Kahn SM, Hryb DJ, Nakhle AM, Romas NA, Rosner W: Sex hormone-binding globulin is synthesized in target cells. J Endocrinol. 2002;175:113-120 7. Hammond GL: Access of reproductive steroids to target tissues. Obstet Gynecol Clin North Am. 2002;29:411-423 8. Elmlinger MW, Kuhnel W, Ranke MB: Reference ranges for serum concentrations of lutropin (LH), follitropin (FSH), estradiol (E2), prolactin, progesterone, sex hormone binding globulin (SHBG), dehydroepiandrosterone sulfate (DHEA-S), cortisol and ferritin in neonates, children, and young adults. Clin Chem Lab Med. 2002;40(11):1151-1160 | The Access SHBG (sex hormone-binding globulinSHBG) assay is a sequential 2-step immunoenzymatic (sandwich) assay. Patient sample is added to a reaction vessel along with paramagnetic particles coated with monoclonal anti-SHBG antibody and saline buffer with proteins. After incubation in a reaction vessel, materials bound to the solid phase are held in a magnetic field, while unbound materials are washed away. A second monoclonal anti-SHBG antibody conjugated to alkaline phosphatase is added to the reaction vessel. After the second incubation in the reaction vessel, materials bound to the solid phase are held in a magnetic field, while unbound materials are washed away. Then, the chemiluminescent substrate is added to the vessel, and light generated by the reaction is measured with a luminometer. The light production is directly proportional to the concentration of SHBG in the sample. The amount of analyte in the sample is determined from a stored, multi-point calibration curve.(Package insert: Access SHBG Sex Hormone-Binding Globulin, A48617. Beckman Coulter, Inc; 04/2020) | 1 to 3 days | 14 days | This test has been cleared, approved, or is exempt by the US Food and Drug Administration and is used per manufacturer's instructions. Performance characteristics were verified by Mayo Clinic in a manner consistent with CLIA requirements. | 84270 | Sex Hormone-Binding Globulin, S | 13967-5 | SHBG1 | Sex Hormone-Binding Globulin, S | 13967-5
SRYF | Sex-Determining Region Y, Yp11.3 Deletion, FISH | Detecting the deletion or addition of theSRYgene in conjunction with conventional chromosome studies | Fluorescence In Situ Hybridization (FISH) | Yes | SRY, Yp11.3, FISH | This test includes a charge for the probe application, analysis, and professional interpretation of results for one probe set (2 individual fluorescence in situ hybridization probes). Analysis charges will be incurred based on the number of cells analyzed per probe set. If no cells are available for analysis, no analysis charges will be incurred. Additional charges will be incurred for application of all reflex probes performed. | Submit only 1 of the following specimens: Specimen Type:Amniotic fluid Container/Tube:Amniotic fluid container Specimen Volume:20 to 25 mL Collection Instructions: 1. Optimal timing for specimen collection is during 14 to 18 weeks of gestation, but specimens collected at other weeks of gestation are also accepted. Provide gestational age at the time of amniocentesis. 2. Discard the first 2 mL of amniotic fluid. 3. If ordering with CMAP / Chromosomal Microarray, Prenatal, Amniotic Fluid/Chorionic Villus Sampling, submit a minimum of 12 mL. 4. If ordering with CHRAF / Chromosome Analysis, Amniotic Fluid, submit a minimum of 12 mL. 5. If ordering with both CMAP and CHRAF, submit a minimum of 26 mL. Additional Information: 1. Unavoidably, about 1% to 2% of mailed-in specimens are not viable. 2. Bloody specimens are undesirable. 3. If the specimen does not grow in culture, you will be notified within 7 days of receipt. 4.Specimen cannot be frozen. Specimen Type:Autopsy Supplies:Hank's Solution (T132) Container/Tube:Sterile container with sterile Hank's balanced salt solution, Ringer's solution, or normal saline Specimen Volume:4 mm diameter Collection Instructions: 1. Wash biopsy site with an antiseptic soap. 2. Thoroughly rinse area with sterile water. 3. Do not use alcohol or iodine preparations. 4. Biopsy specimens are best taken by punch biopsy to include full thickness of dermis. Specimen Type:Whole blood Container/Tube: Preferred:Green top (sodium heparin) Acceptable:Lavender top (EDTA) or yellow top (ACD) Specimen Volume:4 mL Collection Instructions 1. Invert several times to mix blood. 2. Send whole blood specimen in original tube.Do not aliquot. 3. Other anticoagulants are not recommended and are harmful to the viability of the cells. 4. Cord blood is acceptable Additional Information: 1. If the specimen does not grow in culture, you will be notified within 7 days of receipt. 2.Specimen cannot be frozen. Specimen Type:Chorionic villus Supplies:CVSMedia(RPMI) and Small Dish (T095) Container/Tube:15-mL tube containing 15 mL of transport media Specimen Volume:20 to 25 mg Collection Instructions: 1. Collect specimen by the transabdominal or transcervical method. 2. Transfer chorionic villito a Petri dish containing transport medium. 3. Using a stereomicroscope and sterile forceps, assess the quality and quantity of the villi and remove any blood clots and maternal decidua. Specimen Type:Fixed cell pellet Container/Tube:Sterile container with a 3:1 fixative (methanol:glacial acetic acid) Specimen Volume:Entire specimen Specimen Type:Products of conception or stillbirth Supplies:Hank's Solution (T132) Container/Tube:Sterile container with sterile Hank's balanced salt solution, Ringer's solution, or normal saline Specimen Volume:1 cm(3) of placenta (including 20-mg of chorionic villi)anda 1-cm(3) biopsy specimen of muscle/fascia from the thigh Collection Instructions: If a fetus cannot be specifically identified, collect villus material or tissue that appears to be of fetal origin. Additional Information:Do notsend entire fetus. Specimen Type:Skin biopsy Supplies:Hank's Solution (T132) Container/Tube:Sterile container with sterile Hank's balanced salt solution, Ringer's solution, or normal saline Specimen Volume:4 mm diameter Collection Instructions: 1. Wash biopsy site with an antiseptic soap. 2. Thoroughly rinse area with sterile water. 3.Do notuse alcohol or iodine preparations. 4. A local anesthetic may be used. 5. Biopsy specimens are best taken by punch biopsy to include full thickness of dermis. | Amniotic fluid: 5 mL; Autopsy, skin biopsy: 4 mm; Whole blood: 2 mL; Chorionic villi: 5 mg; Fixed cell pellet: 1 pellet | This test is appropriate for individuals with a 46,XX karyotype and male sex external genitalia, a 46,XY karyotype and female sex external genitalia, clinical features suggestive of 46,XX testicular disorder of sex development with normal male sex external genitalia, and clinical features suggestive of 46,XY complete gonadal dysgenesis. TheSRY(sex-determining region on the Y chromosome) gene is required for normal embryonic wolffian (male sex) genital development, although numerous other genes are involved in completing the process of normal phenotypic male development. Some gene variants block the action ofSRYin development. Thus, a 46,XY individual with anSRYdeletion or variant will have a normal female phenotype, and a 46,XX individual with translocation ofSRYto one X chromosome will have a normal male phenotype. Structural abnormalities of the Y chromosome result in a spectrum of abnormalities from primary infertility (regardless of sex) to various forms of ambiguous genitalia.SRY-negative 46,XX individuals often have ambiguous genitalia, whereas those who are positive forSRYusually have a normal male phenotype with azoospermia.SRY-negative 46,XY phenotypic females may have another genetic variant, such as aSOX9gene variant. A combination of conventional chromosome studies (CHRCB / Chromosome Analysis, Congenital Disorders, Blood; or CHRAF / Chromosome Analysis, Amniotic Fluid) to detect Y chromosome abnormalities and rule out other chromosome abnormalities or translocations, and fluorescence in situ hybridization studies to detect cryptic translocations involving theSRYregion that are not demonstrated by conventional chromosome studies are recommended. | An interpretive report will be provided. | Any phenotypic male individual with anSRYsignal on a structurally normal Y chromosome is considered negative for a deletion in the region tested by this probe. Any patient with a fluorescence in situ hybridization (FISH) signal pattern indicating loss of the critical region will be reported as having a deletion of the regions tested by this probe. Any patient with a FISH signal on an X chromosome will be reported as having a cryptic X;Y translocation involving the critical region. | This test is not approved by the US Food and Drug Administration, and it is best used as an adjunct with other established methods to a confirmSRYdeletions/duplications, such as existing clinical history or physical evaluation. This test is not designed to detect low-level mosaicism. Chromosomal microarray (CMACB / Chromosomal Microarray, Congenital, Blood; or CMAP / Chromosomal Microarray, Prenatal, Amniotic Fluid/Chorionic Villus Sampling) may be the more appropriate test to detect unbalanced translocations, deletions, or duplications. Interfering factors -Cell lysis caused by forcing the blood quickly through the needle -Use of an improper anticoagulant (sodium heparin is best) or improperly mixing the blood with the anticoagulant -Excessive transport time -Inadequate amount of specimen may not permit adequate analysis -Improper packaging may result in broken, leaky, and contaminated specimen during transport -Exposure of the specimen to temperature extremes (either freezing or >30 degrees C) may kill cells and interfere with attempts to culture cells -In prenatal specimens, a bloody specimen may interfere with attempts to culture cells and contamination by maternal cells may cause interpretive problems | 1. Mohnach l, Fechner PY, Keegan CE: Nonsyndromic disorders of testicular development overview. In: Adam MP, Feldman J, Mirzaa GM, et al, eds. GeneReviews (Internet). University of Washington, Seattle; 2008. Updated August 18, 2022. Accessed June 13, 2024. Available at www.ncbi.nlm.nih.gov/books/NBK1547 2. Emmanule CD, Vilain EJ: Nonsyndromic 46,XX Testicular disorder of sex development. In: Adam MP, Feldman J, Mirzaa GM, et al, eds. GeneReviews (Internet). University of Washington, Seattle; 2003. Updated May 26, 2022. Accessed June 13, 2024. Available at www.ncbi.nlm.nih.gov/books/NBK1416/ | This test is performed using a commercially available enumeration strategy probe set includingSRY(Yp11.3) and X chromosome control probe. Ten metaphase cells are examined for the presence ofSRY.(Unpublished Mayo method) | 7 to 10 days | Amniotic fluid (remaining supernatant/whole fluid aliquots): Discarded 14 days after report. Blood: 4 weeks. Products of conception (identifiable fetal tissue): Cremated quarterly after results reported. All other specimens: Discarded when results reported. | This test was developed using an analyte specific reagent. Its performance characteristics were determined by Mayo Clinic in a manner consistent with CLIA requirements. This test has not been cleared or approved by the US Food and Drug Administration. | 88271x2, 88291-DNA probe, each (first probe set), Interpretation and report88271x2-DNA probe, each; each additional probe set (if appropriate)88271x1-DNA probe, each; coverage for sets containing 3 probes (if appropriate)88271x2-DNA probe, each; coverage for sets containing 4 probes (if appropriate)88271x3-DNA probe, each; coverage for sets containing 5 probes (if appropriate)88273 w/modifier 52-Chromosomal in situ hybridization, less than 10 cells (if appropriate)88273-Chromosomal in situ hybridization, 10-30 cells (if appropriate)88274 w/modifier 52-Interphase in situ hybridization, <25 cells, each probe set (if appropriate)88274-Interphase in situ hybridization, 25 to 99 cells, each probe set (if appropriate)88275-Interphase in situ hybridization, 100 to 300 cells, each probe set (if appropriate) | SRY, Yp11.3, FISH | 81748-6 | 53850 | Disclaimer | 62364-5
SZDIA | Sezary Diagnostic Flow Cytometry, Blood | Identifying immunophenotypically aberrant T-cell populations with restricted expression of T-cell receptor beta-chain constant in peripheral blood, to roughly assess the circulating tumor burden in cutaneous T-cell lymphomas | Immunophenotyping | Yes | Sezary Diagnostic Flow Cytometry, B | This Sezary panel is ordered for patients with a clinical suspicion of Sezary syndrome or cutaneous T-cell lymphoma with peripheral blood involvementwithouta previously confirmed diagnosis. A Triage panel and Sezary panel will always be performed. This test isnot indicatedfor monitoring peripheral blood involvement in patients with a diagnosis of Sezary syndrome or mycosis fungoides. For monitoring purposes, order SZMON / Sezary Monitoring Flow Cytometry, Blood. | Container/Tube: Preferred:Yellow top (ACD solution A or B) Acceptable:Lavender top (EDTA), green top (sodium heparin) Specimen Volume:6 mL Collection Instructions: 1. Send whole blood specimen in original tube.Do not aliquot. 2. Label specimen as blood. | 1 mL | Sezary syndrome (SS) and mycosis fungoides (MF) are two distinct but intimately related T-cell lymphoproliferative disorders involving the skin and are commonly referred to as cutaneous T-cell lymphomas (CTCLs). SS is defined by the triad of erythroderma, generalized lymphadenopathy, and the presence of circulating cells with irregular nuclear features (Sezary cells). MF typically presents with slowly progressing patch and plaque lesions. Detection of neoplastic CD4-positive T cells in peripheral blood (>1000 cells/microliter) is essential to establish a diagnosis of SS. Disease staging and assessment of therapy response in CTCL require a quantitative assessment of peripheral blood involvement in absolute number of neoplastic cells (Sezary cells) per microliter. Flow cytometry is now considered the method of choice to estimate the number of Sezary cells in peripheral blood, largely replacing the less reproducible and time-consuming morphologic quantitation of atypical lymphocytes on a peripheral blood smear, proposed by the International Society for Cutaneous Lymphomas, and the cutaneous lymphoma task force of the European Organization of Research and Treatment of Cancer. Typically, Sezary cells are immunophenotypically distinct and they are clonal. | An interpretive report will be provided. This test will be processed as a laboratory consultation. An interpretation of the immunophenotypic findings and, if available, morphologic features will be provided by a board-certified hematopathologist for every case. | An immunophenotypically distinct T-cell population is suggestive of clonality when the subset exhibits a restricted T-cell receptor beta-chain constant (TRBC) staining pattern defined as either 1) >85% of TRBC1-positive events, 2) <15% TRBC1-positive events, or 3) homogenous TRBC1-dim expression. The immunophenotype of the distinct T-cell population, its percentage of total lymphocytes, and its percentage of total analyzed events will be reported. The test will be resulted as "No phenotypically aberrant T-cell population detected" if there is no specific immunophenotype that allows the detection of TRBC-restricted T cells. | Correlation with clinical features is necessary for diagnosis of Sezary syndrome. This analysis can only describe a cell population with aberrant phenotype, but the significance of this finding in isolation is uncertain. | 1. Horna P, Deaver DM, Qin D, et al. Quantitative flow cytometric identification of aberrant T cell clusters in erythrodermic cutaneous T cell lymphoma. Implications for staging and prognosis. J Clin Pathol. 2014;67(5):431-436 2. Berg H, Otteson GE, Corley H, et al. Flow cytometric evaluation of TRBC1 expression in tissue specimens and body fluids is a novel and specific method for assessment of T-cell clonality and diagnosis of T-cell neoplasms. Cytometry B Clin Cytom. 2021;100(3):361-369 3. Horna P, Shi M, Olteanu H, Johansson U. Emerging role of T-cell receptor constant beta chain-1 (TRBC1) expression in the flow cytometric diagnosis of T-cell malignancies. Int J Mol Sci. 2021;22(4):1817 4. Wilcox RA. Cutaneous T-cell lymphoma: 2016 update on diagnosis, risk-stratification, and management. Am J Hematol. 2016;91(1):152-165. doi:10.1002/ajh.24233 5. Horna P, Olteanu H, Jevremovic D, et al. Single-antibody evaluation of T-cell receptor beta constant chain monotypia by flow cytometry facilitates the diagnosis of T-cell large granular lymphocytic leukemia. Am J Clin Pathol. 2021;156(1):139-148 6. Horna P, Shi M, Jevremovic D, Craig FE, Comfere NI, Olteanu H. Utility of TRBC1 expression in the diagnosis of peripheral blood involvement by cutaneous T-cell lymphoma. J Invest Dermatol. 2021;141(4):821-829 7. Scarisbrick JJ, Hodak E, Bagot M, et al. Blood classification and blood response criteria in mycosis fungoides and Sezary syndrome using flow cytometry: recommendations from the EORTC cutaneous lymphoma task force. Eur J Cancer. 2018;93:47-56 8. Illingworth A, Johansson U, Huang S, et al. International guidelines for the flow cytometric evaluation of peripheral blood for suspected Sézary syndrome or mycosis fungoides: Assay development/optimization, validation, and ongoing quality monitors. Cytometry B Clin Cytom. 2021;100(2):156-182 | Flow cytometry immunophenotyping of peripheral blood is performed using the following antibodies: -Triage Panel: CD3, CD10, CD16, CD19, CD34, CD45, and kappa and lambda immunoglobulin light chains. -Sezary Panel: CD2, CD3, CD4, CD5, CD7, CD8, CD26, CD45, and TRBC1.(Shi M, Jevremovic D, Otteson GE, Timm MM, Olteanu H, Horna P. Single antibody detection of T-cell receptor alpha-beta clonality by flow cytometry rapidly identifies mature T-cell neoplasms and monotypic small CD8-positive subsets of uncertain significance. Cytometry B Clin Cytom. 2020;98[1]:99-107) -Possible additional panels performed per algorithmic approach. | 1 to 3 days | 14 days | This test was developed using an analyte specific reagent. Its performance characteristics were determined by Mayo Clinic in a manner consistent with CLIA requirements. This test has not been cleared or approved by the US Food and Drug Administration. | 88184-Flow cytometry; first cell surface, cytoplasmic or nuclear marker x 188185-Flow cytometry; additional cell surface, cytoplasmic or nuclear marker (each)88188-Flow Cytometry Interpretation, 9 to15 markers (if appropriate)88189-Flow Cytometry Interpretation, 16 or more markers (if appropriate) | Sezary Diagnostic Flow Cytometry, B | 101118-8 | CK129 | Microscopic Description | 22635-7
SZMON | Sezary Monitoring Flow Cytometry, Blood | Monitoring response to therapy in patients with previously diagnosed Sezary syndrome or mycosis fungoides | Immunophenotyping | Yes | Sezary Monitoring Flow Cytometry, B | This Sezary panel is ordered for patients with previously diagnosed Sezary syndrome or cutaneous T-cell lymphoma (CTCL) with peripheral blood involvement. | Container/Tube: Preferred:Yellow top (ACD solution A or B) Acceptable:Lavender top (EDTA), green top (sodium heparin) Specimen Volume:6 mL Collection Instructions: 1. Send whole blood specimen in original tube.Do not aliquot. 2. Label specimen as blood. | 1 mL | Sezary syndrome (SS) and mycosis fungoides (MF) are two distinct but intimately related T-cell lymphoproliferative disorders involving the skin and are commonly referred to as cutaneous T-cell lymphomas (CTCLs). SS is defined by the triad of erythroderma, generalized lymphadenopathy, and the presence of circulating cells with irregular nuclear features (Sezary cells). MF typically presents with slowly progressing patch and plaque lesions. Detection of neoplastic CD4-positive T-cells in peripheral blood (>1000 cells/microliter) is essential to establish a diagnosis of SS. Disease staging and assessment of therapy response in CTCL require a quantitative assessment of peripheral blood involvement in absolute number of neoplastic cells (Sezary cells) per microliter. Flow cytometry is now considered the method of choice to estimate the number of Sezary cells in peripheral blood, largely replacing the less reproducible and time-consuming morphologic quantitation of atypical lymphocytes on a peripheral blood smear, proposed by the International Society for Cutaneous Lymphomas, and the cutaneous lymphoma task force of the European Organization of Research and Treatment of Cancer. Typically, Sezary cells are immunophenotypically distinct, and they are clonal. | An interpretive report will be provided. This test will be processed as a laboratory consultation. An interpretation of the immunophenotypic findings and, if available, morphologic features will be provided by a board-certified hematopathologist for every case. | An immunophenotypically distinct T-cell population is suggestive of clonality when the subset exhibits a restricted T-cell receptor beta-chain (TRBC) staining pattern defined as either 1) >85% of TRBC1-positive events, 2) <15% TRBC1-positive events, or 3) homogenous TRBC1-dim expression. The immunophenotype of the distinct T-cell population, its percentage of total lymphocytes, and its percentage of total analyzed events will be reported. The test will be resulted as "No phenotypically aberrant T-cell population detected" if there is no specific immunophenotype that allows the detection of TRBC-restricted T cells. | Correlation with clinical features is necessary for diagnosis of Sezary syndrome. This analysis can only describe a cell population with aberrant phenotype and T-cell receptor beta-chain restriction, but the significance of this finding in isolation is uncertain. | 1. Horna P, Deaver DM, Qin D, et al. Quantitative flow cytometric identification of aberrant T cell clusters in erythrodermic cutaneous T cell lymphoma. Implications for staging and prognosis. J Clin Pathol. 2014;67(5):431-436 2. Berg H, Otteson GE, Corley H, et al. Flow cytometric evaluation of TRBC1 expression in tissue specimens and body fluids is a novel and specific method for assessment of T-cell clonality and diagnosis of T-cell neoplasms. Cytometry B Clin Cytom. 2021;100(3):361-369 3. Horna P, Shi M, Olteanu H, Johansson U. Emerging role of T-cell receptor constant beta chain-1 (TRBC1) expression in the flow cytometric diagnosis of T-cell malignancies. Int J Mol Sci. 2021;22(4):1817 4. Wilcox RA. Cutaneous T-cell lymphoma: 2016 update on diagnosis, risk-stratification, and management. Am J Hematol. 2016;91(1):152-165. doi:10.1002/ajh.24233 5. Horna P, Olteanu H, Jevremovic D, et al. Single-antibody evaluation of T-cell receptor beta constant chain monotypia by flow cytometry facilitates the diagnosis of T-cell large granular lymphocytic leukemia. Am J Clin Pathol. 2021;156(1):139-148 6. Horna P, Shi M, Jevremovic D, Craig FE, Comfere NI, Olteanu H. Utility of TRBC1 expression in the diagnosis of peripheral blood involvement by cutaneous T-cell lymphoma. J Invest Dermatol. 2021;141(4):821-829 7. Scarisbrick JJ, Hodak E, Bagot M, et al. Blood classification and blood response criteria in mycosis fungoides and Sezary syndrome using flow cytometry: recommendations from the EORTC cutaneous lymphoma task force. Eur J Cancer. 2018;93:47-56 8. Illingworth A, Johansson U, Huang S, et al. International guidelines for the flow cytometric evaluation of peripheral blood for suspected Sezary syndrome or mycosis fungoides: Assay development/optimization, validation, and ongoing quality monitors. Cytometry B Clin Cytom. 2021;100(2):156-182 | Flow cytometry immunophenotyping of peripheral blood is performed using the following antibodies: Sezary Panel: CD2, CD3, CD4, CD5, CD7, CD8, CD26, CD45, and TRBC1.(Shi M, Jevremovic D, Otteson GE, Timm MM, Olteanu H, Horna P. Single antibody detection of T-cell receptor alpha-beta clonality by flow cytometry rapidly identifies mature T-cell neoplasms and monotypic small CD8-positive subsets of uncertain significance. Cytometry B Clin Cytom. 2020;98[1]:99-107) | 1 to 3 days | 14 days | This test was developed using an analyte specific reagent. Its performance characteristics were determined by Mayo Clinic in a manner consistent with CLIA requirements. This test has not been cleared or approved by the US Food and Drug Administration. | 88184-Flow cytometry; first cell surface, cytoplasmic or nuclear marker x 188185-Flow cytometry; additional cell surface, cytoplasmic or nuclear marker (each)88188-Flow Cytometry Interpretation, 9 to15 markers (if appropriate)88189-Flow Cytometry Interpretation, 16 or more markers (if appropriate) | Sezary Monitoring Flow Cytometry, B | 101117-0 | CK133 | Microscopic Description | 22635-7
SF1 | SF-1 Immunostain, Technical Component Only | Classification of pituitary adenomas | Immunohistochemistry (IHC) | Yes | SF-1 IHC, Tech Only | For the initial technical component only immunohistochemical (IHC) stain performed, the appropriate bill-only test ID will be reflexed and charged (IHTOI). For each additional technical component only IHC stain performed, an additional bill-only test ID will be reflexed and charged (IHTOA). | Supplies:Immunostain Technical Only Envelope (T693) Specimen Type:Tissue Container/Tube:Immunostain Technical Only Envelope Preferred:2 Unstained positively charged glass slide (25- x 75- x 1-mm) per test ordered; sections 4-microns thick. Acceptable:Formalin-fixed, paraffin-embedded tissue block |  | Steroidogenic factor 1 (SF-1) is a transcription factor involved in the development of the anterior pituitary and is useful in the classification of pituitary adenomas. Expression of SF-1 is observed in gonadotropic hormone producing tumors (follicular stimulating or luteinizing hormone). | Not applicable | This test does not include pathologist interpretation, only technical performance of the stain. If interpretation is required, order PATHC / Pathology Consultation for a full diagnostic evaluation or second opinion of the case. The positive and negative controls are verified as showing appropriate immunoreactivity. If a control tissue is not included on the slide, a scanned image of the relevant quality control tissue is available upon request; call 855-516-8404. Interpretation of this test should be performed in the context of the patient's clinical history and other diagnostic tests by a qualified pathologist. | Age of a cut paraffin section can affect immunoreactivity. Stability thresholds vary widely among published literature and are antigen dependent. Best practice is for paraffin sections to be cut within 6 weeks. | 1. Mete O, Asa SL. Clinicopathological correlations in pituitary adenomas. Brain Pathol. 2012;22:443-453 2. Mete O, Asa SL. Therapeutic implications of accurate classification of pituitary adenomas. Semin Diagn Pathol. 2013;30(3):158-164 3. McDonald WC, Banerji N, McDonald KN, Ho B, Macias V, Kajdacsy-Balla A. Steroidogenic factor 1, Pit-1, and adrenocorticotropic hormone: A rational starting place for the immunohistochemical characterization of pituitary adenoma. Arch Pathol Lab Med. 2017;141(1):104-112. doi: 10.5858/arpa.2016-0082-OA 4.Magaki S, Hojat SA, Wei B, So A, Yong WH. An introduction to the performance of immunohistochemistry. Methods Mol Biol. 2019;1897:289-298. doi:10.1007/978-1-4939-8935-5_25 | Immunohistochemistry on sections of paraffin-embedded tissue.(Unpublished Mayo method) | 1 to 3 days | Until staining is complete. | This test has been cleared, approved, or is exempt by the US Food and Drug Administration and is used per manufacturer's instructions. Performance characteristics were verified by Mayo Clinic in a manner consistent with CLIA requirements. | 88342-TC, primary88341-TC, if additional IHC | SF-1 IHC, Tech Only | Order only;no result | 72122 | SF-1 IHC, Tech Only | Bill only; no result
SHWL | Sheep Wool, IgE, Serum | Establishing a diagnosis of an allergy to sheep wool Defining the allergen responsible for eliciting signs and symptoms Identifying allergens: -Responsible for allergic response and/or anaphylactic episode -To confirm sensitization prior to beginning immunotherapy -To investigate the specificity of allergic reactions to insect venom allergens, drugs, or chemical allergens | Fluorescence Enzyme Immunoassay (FEIA) | Yes | Sheep Wool, IgE | Serum | Collection Container/Tube: Preferred:Serum gel Acceptable:Red top Submission Container/Tube:Plastic vial Specimen Volume:0.5 mL for every 5 allergens requested Collection Instructions:Centrifuge and aliquot serum into a plastic vial. | For 1 allergen: 0.3 mL For more than 1 allergen: (0.05 mL x number of allergens) + 0.25 mL deadspace | Clinical manifestations of immediate hypersensitivity (allergic) diseases are caused by the release of proinflammatory mediators (histamine, leukotrienes, and prostaglandins) from IgE-sensitized effector cells (mast cells and basophils) when cell-bound IgE antibodies interact with an allergen. In vitro serum testing for IgE antibodies provides an indication of the immune response to allergens that may be associated with allergic disease. The allergens chosen for testing often depend upon the age of the patient, history of allergen exposure, season of the year, and clinical manifestations. In individuals predisposed to develop allergic disease, the sequence of sensitization and clinical manifestations proceed as follows: eczema and respiratory disease (rhinitis and bronchospasm) in infants and children less than 5 years due to food sensitivity (milk, egg, soy, and wheat proteins) followed by respiratory disease (rhinitis and asthma) in older children and adults due to sensitivity to inhalant allergens (dust mite, mold, and pollen inhalants). | Class,IgE kU/L,Interpretation, 0,<0.10,Negative, 0/1,0.10-0.34,Borderline/equivocal, 1,0.35-0.69,Equivocal, 2,0.70-3.49,Positive, 3,3.50-17.4,Positive, 4,17.5-49.9,Strongly positive, 5,50.0-99.9,Strongly positive, 6,> or =100,Strongly positive, | Detection of IgE antibodies in serum (class 1 or greater) indicates an increased likelihood of allergic disease as opposed to other etiologies and defines the allergens that may be responsible for eliciting signs and symptoms. The level of IgE antibodies in serum varies directly with the concentration of IgE antibodies expressed as a class score or kU/L. | Testing for IgE antibodies is not useful in patients previously treated with immunotherapy to determine if residual clinical sensitivity exists or in patients in whom the medical management does not depend upon identification of allergen specificity. Some individuals with clinically insignificant sensitivity to allergens may have measurable levels of IgE antibodies in serum, and test results must be interpreted in the clinical context. False-positive results for IgE antibodies may occur in patients with markedly elevated serum IgE (>2500 kU/L) due to nonspecific binding to allergen solid phases. | Homburger HA, Hamilton RG: Allergic diseases. In: McPherson RA, Pincus MR, eds. Henry's Clinical Diagnosis and Management by Laboratory Methods. 23rd ed. Elsevier; 2017:1057-1070 | Specific IgE from the patient's serum reacts with the allergen of interest, which is covalently coupled to an ImmunoCAP. After washing away nonspecific IgE, enzyme-labeled anti-IgE antibody is added to form a complex. After incubation, unbound anti-IgE is washed away, and the bound complex incubated with a developing agent. After stopping the reaction, the fluorescence of the eluate is measured. Fluorescence is proportional to the amount of specific IgE present in the patient's sample (ie, the higher the fluorescence value, the more IgE antibody is present).(Package insert: ImmunoCAP System Specific IgE FEIA. Phadia; Rev 06/2020) | Same day/1 to 3 days | 14 days | This test has been cleared, approved, or is exempt by the US Food and Drug Administration and is used per manufacturer's instructions. Performance characteristics were verified by Mayo Clinic in a manner consistent with CLIA requirements. | 86003 | Sheep Wool, IgE | 6245-5 | SHWL | Sheep Wool, IgE | 6245-5
STFRP | Shiga Toxin, Molecular Detection, PCR, Feces | Sensitive, specific, and rapid detection of the presence of Shiga toxin-producing organisms such asEscherichia coliO157:H7 andShigella dysenteriaetype 1in stool This test isnot recommendedas a test of cure. | Real-Time Polymerase Chain Reaction (PCR) using Fluorescent Resonance Energy Transfer (FRET) | Yes | Shiga Toxin PCR, F | For more information seeLaboratory Testing for Infectious Causes of Diarrhea. | The high sensitivity of amplification by polymerase chain reaction requires the specimen to be processed in an environment in which contamination of the specimen by shiga toxin DNA is unlikely. Submit only 1 of the following specimens: Preferred: Specimen Type:Preserved feces Supplies:Culture and Sensitivity Stool Transport Vial (T058) Container/Tube:Commercially available transport system specific for recovery of enteric pathogens from fecal specimens (15 mL of nonnutritive transport medium containing phenol red as a pH indicator, either Cary-Blair or Para-Pak C and S) Specimen Volume:Representative portion of feces; 5 mL Collection Instructions: 1.Collect fresh fecal specimen and submit in container with transport medium. 2. Place feces in preservative within 2 hours of collection. Specimen Stability Information:Ambient (preferred) <7 days/Refrigerated <7 days Acceptable: Specimen Type:Unpreserved feces Supplies: -Stool container, Small (Random), 4 oz Random (T288) -Stool Collection Kit, Random (T635) Container/Tube:Fecal container Specimen Volume:Representative portion of feces Collection Instructions:Collect fresh fecal specimen and submit representative sample in fecal container. Specimen Stability Information:Refrigerated (preferred) <7 days/Frozen <7 days | 1 mL | Shiga toxins (also known as Shiga-like toxins, Vero toxins, or Vero-like toxins) are encoded by some strains ofEscherichia coli,most notably O157:H7. Shiga toxin can also be produced by other serogroups of enterohemorrhagicE coli(EHEC), as well asShigella dysenteriaetype 1. Generally, Shiga toxin-producing organisms cause bloody diarrhea, although this is not universal. Unlike some bacterial gastrointestinal infections, antimicrobial therapy is contraindicated as antimicrobials may exacerbate disease. Treatment is primarily supportive (eg, hydration). A complication of infection by an organism producing Shiga toxin is hemolytic uremic syndrome (HUS). The percentage of people that develop HUS varies among outbreaks ofE coliO157:H7, but generally ranges from 3% to 20%. HUS is characterized by a triad of findings: hemolytic anemia, thrombocytopenia, and kidney failure. Most people recover completely; however, some require permanent dialysis, and some die due to complications. Several diagnostic methods are available for the detection of EHEC but lack sensitivity, are labor intensive, or have a long turnaround time. There are more than 160 serogroups of EHEC; the first serogroup to be associated with HUS was O157:H7. This is also the serogroup that is most frequently implicated in outbreaks. EHEC O157:H7 is detectable as non-fermenting colonies when cultured on sorbitol MacConkey (SMAC) agar, but the majority of non-O157:H7 Shiga toxin-producingE colistrains ferment sorbitol and, therefore, are undetectable by this method. The Vero cell line is susceptible to the Shiga toxin, but the assay can take up to 48 hours and is nonspecific. Commercial enzyme-linked immunosorbent assay (ELISA) antigen detection kits have a sensitivity of 90% when compared to culture, but an overnight enrichment step is necessary for adequate sensitivity.Polymerase chain reaction (PCR) detection ofstx, the gene encoding Shiga toxin, directly from fecal specimens is a sensitive and specific technique, providing same-day results. The PCR assay identifies non-O157:H7 Shiga toxin-producing bacteria, extending the utility beyond strains identifiable on SMAC agar. | Not applicable | A positive polymerase chain reaction (PCR) result indicates the likely presence of Shiga toxin-producingEscherichia coliin the specimen. AlthoughShigella dysenteriaeserotype 1 may produce a positive result, it is extremely rare in the United States. A negative result indicates the absence of detectable Shiga toxin DNA in the specimen, but does not rule out the presence of Shiga toxin-producingE coliand may occur due to inhibition of PCR, sequence variability underlying primers or probes, or the presence ofShiga toxinDNAin quantities less than the limit of detection of the assay.Shiga toxins are encoded on mobile genetic elements and can theoretically be lost by their bacterial host. | Interfering substances in the fecal specimen may affect the accuracy of this assay; results should always be interpreted in conjunction with clinical and epidemiological findings. This assay detectsstxsubtypesstx1, stx2, stx2c, andstx2d. It does not detectstx2eorstx2f,which are seldom associated with human disease. Repeat testingshould not beperformedon specimens collected less than 7 days apart. | 1.Gould LH, Bopp C: Recommendations for diagnosis of Shiga toxin-producingEscherichia coliinfection by clinical laboratories. MMWR Morb Mortal Wkly Rep. 2009 Oct;16:v58 2. Nyre LM, Kiemele DL, Zomok CD, et al:Clinical experience with rapid PCR for detection of Shiga toxin in stool. Abstract of the Annual Meeting of the American Society for Microbiology, 2010 General Meeting, San Diego, CA, May 23-27, 2010 3. Procop GW, Church DL, Hall GS, et al: The Enterobacteriaceae. In: Koneman's Color Atlas and Textbook of Diagnostic Microbiology. 7th ed. Wolters Kluwer; 2017:213-315 | This method employs a target-specific detection system, including polymerase chain reaction (PCR) primers and fluorescent resonance energy transfer (FRET) hybridization probes designed for thestx1andstx2genes. The LightCycler instrument amplifies and monitors target nucleic acid sequences by fluorescence during PCR cycling. This is an automated PCR system that can rapidly detect amplified product development. The detection of amplified products is based on the FRET principle. For FRET product detection, a hybridization probe with a donor fluorophore, fluorescein, on the 3' end is excited by an external light source, which emits light that is absorbed by a second hybridization probe with an acceptor fluorophore, LC-Red 640, at the 5' end. The acceptor fluorophore then emits a light of a different wavelength that is measured with a signal that is proportional to the amount of specific PCR product. The process is completed in a closed tube system.(Grys TE, Sloan LM, Rosenblatt JE, Patel R: Rapid and sensitive detection of Shiga toxin-producingEscherichia colifrom nonenriched stool specimens by real-time PCR in comparison to enzyme immunoassay and culture.J Clin Microbiol. 2009;47:2008-2012) | 1 to 2 days | 7 days | This test was developed and its performance characteristics determined by Mayo Clinic in a manner consistent with CLIA requirements. It has not been cleared or approved by the US Food and Drug Administration. | 87798 | Shiga Toxin PCR, F | 80679-4 | 56052 | Result | 80679-4
SHIGC | Shigella Culture, Feces | Determining whetherShigellaspecies may be the cause of diarrhea Reflexive testing forShigellaspecies from nucleic acid amplification test-positive stool This test is generallynot usefulforpatients hospitalized more than 3 days because the yield from specimens from these patients is very low, as is the likelihood of identifying a pathogen that has not been detected previously. | Conventional Culture | Yes | Shigella Culture, F | When this test is ordered, the reflex tests may be performed at an additional charge. | Patient Preparation:Medications: Do not use antacids, barium, bismuth, antidiarrheal medication, or oily laxatives before specimen collection. Supplies:Culture and Sensitivity Stool Transport Vial (T058) Container/Tube:Commercially available transport system specific for recovery of enteric pathogens from fecal specimens (15 mL of non-nutritive transport medium containing phenol red as a pH indicator, either Cary-Blair or Para-Pak C and S) Specimen Volume:Representative portion of fecal specimen Collection Instructions: 1. Collect fresh feces and submit 1 gram or 5 mL in container with transport medium. 2. Place feces in preservative within 2 hours of collection. 3. Place vial in a sealed plastic bag. | 1 mL | Diarrhea may be caused by a number of agents, including bacteria, viruses, parasites, and chemicals; these agents may result in similar symptoms. A thorough patient history covering symptoms, severity and duration of illness, age, travel history, food consumption, history of recent antibiotic use, and illnesses in the family or other contacts will help the healthcare provider determine the appropriate testing to be performed. Shigellaspecies are common causative agents of bacterial diarrheal disease worldwide. The infectious dose is low;Shigellatransmission can occur via contaminated food and water or from direct person-to-person contact. | No growth of pathogen | The growth ofShigellaspecies identifies a potential cause of diarrhea. | The yield ofShigellaspecies is reduced when specimens are delayed in transit to the laboratory (>2 hours from collection for unpreserved specimens). Check local public health requirements, which may require submission of isolates to a public health laboratory. | 1. Pillai DR, Griener T: Culture forCampylobacterand related organisms. In: Leber AL, Church DL, eds. Clinical Microbiology Procedures Handbook. 4th ed. ASM Press; 2016:Section 3.8.2 2. DuPont HL. Persistent diarrhea: A clinical review. JAMA. 2016;315(24):2712-2723. doi:10.1001/jama.2016.7833 3. DuPont HL, Levine MM, Hornick RB, Formal SB. Inoculum size in shigellosis and implications for expected mode of transmission. J Infect Dis. 1989;159(6):1126-1128 4. Maurelli AT, Lampel KA:Shigella. In: Hui YH, Gorham JR, Murrell KD, Cliver DO, eds. Foodborne Disease Handbook. Marcel Dekker;1994:321 5. CDC Health Alert Network. CDC Recommendations for diagnosing and managingShigellaStrains with possible reduced susceptibility to ciprofloxacin. April 18, 2017. Accessed September 22, 2023. Available at https://emergency.cdc.gov/han/han00401.asp | The fecal specimen is inoculated onto hektoen enteric agar, a selective and differential agar designed to recoverShigellaspecies. After incubation, suspect colonies are identified using one or a combination of the following techniques: Matrix-assisted laser desorption/ionization time of flight (MALDI-TOF) mass spectrometry, conventional biochemical tests, carbon source utilization, serologic methods, or nucleic acid sequencing of the 16S ribosomal RNA gene. Isolates are reported asShigella boydii;Shigella dysenteriae;Shigella flexneri;orShigella sonnei.(Pillai DR: Fecal culture for aerobic pathogens of gastroenteritis. In: Leber AL, Church DL, eds. Clinical Microbiology Procedures Handbook. 4th ed. ASM Press. 2016:Section 3.8.2) | 3 to 5 days | 7 days | This test has been cleared, approved, or is exempt by the US Food and Drug Administration and is used per manufacturer's instructions. Performance characteristics were verified by Mayo Clinic in a manner consistent with CLIA requirements. | 87046-ShigellaCulture, Stool-with isolation and preliminary examination87077-Bacteria Identification (if appropriate)87153-Aerobe Ident by Sequencing (if appropriate)87077-Additional Identification Procedure (if appropriate)87147 x 4-Serologic Agglut Method 3 Ident (if appropriate)87077-Ident by MALDI-TOF mass spec (if appropriate) | Shigella Culture, F | 17576-0 | SHIGC | Shigella Culture, F | 88586-3
SQTSG | Short QT Syndrome Gene Panel, Varies | Providing a genetic evaluation for patients with a personal or family history suggestive of short QT syndrome Establishing a diagnosis of short QT syndrome | Sequence Capture and Targeted Next-Generation Sequencing followed by Polymerase Chain Reaction (PCR) and Sanger Sequencing | Yes | Short QT Syndrome Gene Panel | Varies | Patient Preparation:A previous bone marrow transplant from an allogenic donor will interfere with testing. Call 800-533-1710 for instructions for testing patients who have received a bone marrow transplant. Specimen Type:Whole blood Container/Tube: Preferred:Lavender top (EDTA) or yellow top (ACD) Acceptable:Any anticoagulant Specimen Volume:3 mL Collection Instructions: 1. Invert several times to mix blood. 2. Send whole blood specimen in original tube.Do not aliquot. Specimen Stability Information:Ambient (preferred)/Refrigerated | 1 mL | Short QT syndrome (SQTS) is a genetic cardiac arrhythmia condition characterized by a shortened QT interval and T-wave abnormalities on electrocardiogram (ECG).(1) SQTS may result in or present with recurrent syncope, ventricular arrhythmia, sudden cardiac arrest, and sudden cardiac death.(1) The prevalence of SQTS is unknown, but the condition is thought to be rare.(2) The overall diagnostic yield of genetic testing for SQTS is estimated to be 5% to 20%.(2,3) While disease-causing variants in several genes have been reported in association with SQTS, the strongest evidence of association is currently limited to gain-of- function variants in the cardiac ion change genesKCNH2, KCNJ2,andKCNQ1,(4) and loss-of-function variants in theSLC4A3gene.(5) Based on current knowledge, SQTS follows an autosomal dominant pattern of inheritance. Genetic testing in SQTS is recommended to confirm the clinical diagnosis, assist with risk stratification, guide management, and identify at-risk family members. Even individuals with a normal QT interval may still be at risk for a cardiac event and sudden cardiac death; thus, ECG analysis alone is insufficient to rule out the diagnosis, and genetic testing is necessary to confirm the presence or absence of disease in at-risk family members.(1-5) | An interpretive report will be provided. | All detected variants are evaluated according to American College of Medical Genetics and Genomics recommendations.(6) Variants are classified based on known, predicted, or possible pathogenicity and reported with interpretive comments detailing their potential or known significance. | Clinical Correlations: Test results should be interpreted in the context of clinical findings, family history, and other laboratory data. Misinterpretation of results may occur if the information provided is inaccurate or incomplete. If testing was performed because of a clinically significant family history, it is often useful to first test an affected family member. Detection of a reportable variant in an affected family member would allow for more informative testing of at-risk individuals. To discuss the availability of additional testing options or for assistance in the interpretation of these results, contact the Mayo Clinic Laboratories genetic counselors at 800-533-1710. Technical Limitations: Next-generation sequencing may not detect all types of genomic variants. In rare cases, false-negative or false-positive results may occur. The depth of coverage may be variable for some target regions; assay performance below the minimum acceptable criteria or for failed regions will be noted. Given these limitations, negative results do not rule out the diagnosis of a genetic disorder. If a specific clinical disorder is suspected, evaluation by alternative methods can be considered. There may be regions of genes that cannot be effectively evaluated by sequencing or deletion and duplication analysis as a result of technical limitations of the assay, including regions of homology, high guanine-cytosine (GC) content, and repetitive sequences. Confirmation of select reportable variants will be performed by alternate methodologies based on internal laboratory criteria. This test is validated to detect 95% of deletions up to 75 base pairs (bp) and insertions up to 47 bp. Deletions-insertions (delins) of 40 or more bp, including mobile element insertions, may be less reliably detected than smaller delins. Deletion/Duplication Analysis: This analysis targets single and multi-exon deletions/duplications; however, in some instances single exon resolution cannot be achieved due to isolated reduction in sequence coverage or inherent genomic complexity. Balanced structural rearrangements (such as translocations and inversions) may not be detected. This test is not designed to detect low levels of mosaicism or to differentiate between somatic and germline variants. If there is a possibility that any detected variant is somatic, additional testing may be necessary to clarify the significance of results. Genes may be added or removed based on updated clinical relevance.Refer to theTargeted Genes and Methodology Details for Short QT Syndrome Gene Panelfor the most up to date list of genes included in this test.For detailed information regarding gene specific performance and technical limitations, see Method Description or contact a laboratory genetic counselor. If the patient has had an allogeneic hematopoietic stem cell transplant or a recent blood transfusion, results may be inaccurate due to the presence of donor DNA. Call Mayo Clinic Laboratories for instructions for testing patients who have received a bone marrow transplant. Reclassification of Variants: At this time, it is not standard practice for the laboratory to systematically review previously classified variants on a regular basis. The laboratory encourages healthcare providers to contact the laboratory at any time to learn how the classification of a particular variant may have changed over time. Variant Evaluation: Evaluation and categorization of variants are performed using published American College of Medical Genetics and Genomics and the Association for Molecular Pathology recommendations as a guideline. Other gene-specific guidelines may also be considered. Variants are classified based on known, predicted, or possible pathogenicity and reported with interpretive comments detailing their potential or known significance. Variants classified as benign or likely benign are not reported. Multiple in silico evaluation tools may be used to assist in the interpretation of these results. The accuracy of predictions made by in silico evaluation tools is highly dependent upon the data available for a given gene, and periodic updates to these tools may cause predictions to change over time. Results from in silico evaluation tools should be interpreted with caution and professional clinical judgment. Rarely, incidental or secondary findings may implicate another predisposition or presence of active disease. Incidental findings may include, but are not limited to, results related to the sex chromosomes. These findings will be carefully reviewed to determine whether they will be reported. | 1. Campuzano O, Fernandez-Falgueras A, Lemus X, et al: Short QT syndrome: A comprehensive genetic interpretation and clinical translation of rare variants. J Clin Med. 2019 Jul 16;8(7):1035. doi:10.3390/jcm8071035 2. Mazzanti A, Underwood K, Nevelev D, Kofman S, Priori SG: The new kids on the block of arrhythmogenic disorders: Short QT syndrome and early repolarization. J Cardiovasc Electrophysiol. 2017 Oct;28(10):1226-1236. doi: 10.1111/jce.13265 3. Priori SG, Blomstrom-Lundqvist C, Mazzanti A, et al; ESC Scientific Document Group: 2015 ESC Guidelines for the management of patients with ventricular arrhythmias and the prevention of sudden cardiac death: The Task Force for the Management of Patients with Ventricular Arrhythmias and the Prevention of Sudden Cardiac Death of the European Society of Cardiology (ESC). Endorsed by: Association for European Paediatric and Congenital Cardiology (AEPC). Eur Heart J. 2015 Nov 1;36(41):2793-2867. doi: 10.1093/eurheartj/ehv316 4. Walsh R, Adler A, Amin AS, et al: Evaluation of gene validity for CPVT and short QT syndrome in sudden arrhythmic death. Eur Heart J. 2022 Apr 14:43(15):1500-1510. doi: 10.1093/eurheartj/ehab687 5. Thorsen K, Dam VS, Kjaer-Sorensen K, et al: Loss-of-activity-mutation in the cardiac chloride-bicarbonate exchanger AE3 causes short QT syndrome. Nat Commun. 2017 Nov 22;8(1):1696. doi: 10.1038/s41467-017-01630-0 6. Richards S, Aziz N, Bale S, et al: Standards and guidelines for the interpretation of sequence variants: a joint consensus recommendation of the American College of Medical Genetics and Genomics and the Association for Molecular Pathology. Genet Med. 2015 May;17(5):405-424 | Next-generation sequencing (NGS) and/or Sanger sequencing are performed to test for the presence of variants in coding regions and intron/exon boundaries of the genes analyzed, as well as some other regions that have known disease-causing variants. The human genome reference GRCh37/hg19 build was used for sequence read alignment. At least 99% of the bases are covered at a read depth over 30X. Sensitivity is estimated at above 99% for single nucleotide variants, above 94% for deletions-insertions (delins) less than 40 base pairs (bp), above 95% for deletions up to 75 bp and insertions up to 47 bp. NGS and/or a polymerase chain reaction-based quantitative method is performed to test for the presence of deletions and duplications in the genes analyzed. There may be regions of genes that cannot be effectively evaluated by sequencing or deletion and duplication analysis as a result of technical limitations of the assay, including regions of homology, high guanine-cytosine (GC) content, and repetitive sequences. SeeTargeted Genes and Methodology Details for Short QT Syndrome Gene Panelfor details regarding the targeted genes analyzed for each test and specific gene regions not routinely covered.(Unpublished Mayo method) Confirmation of select reportable variants may be performed by alternate methodologies based on internal laboratory criteria. Genes analyzed:KCNH2, KCNJ2, KCNQ1,andSLC4A3 | 28 to 42 days | Whole blood: 2 weeks (if available); Extracted DNA: 3 months | This test was developed and its performance characteristics determined by Mayo Clinic in a manner consistent with CLIA requirements. It has not been cleared or approved by the US Food and Drug Administration. | 8140381406 x 281479 | Short QT Syndrome Gene Panel | 51966-0 | 617476 | Released By | 18771-6
SRW | Short Ragweed, IgE, Serum | Establishing a diagnosis of an allergy to short ragweed Defining the allergen responsible for eliciting signs and symptoms Identifying allergens: -Responsible for allergic response and/or anaphylactic episode -To confirm sensitization prior to beginning immunotherapy -To investigate the specificity of allergic reactions to insect venom allergens, drugs, or chemical allergens | Fluorescence Enzyme Immunoassay (FEIA) | Yes | Short Ragweed, IgE | Serum | Collection Container/Tube: Preferred:Serum gel Acceptable:Red top Submission Container/Tube:Plastic vial Specimen Volume:0.5 mL for every 5 allergens requested Collection Instructions:Centrifuge and aliquot serum into a plastic vial. | For 1 allergen: 0.3 mL For more than 1 allergen: (0.05 mL x number of allergens) + 0.25 mL deadspace | Clinical manifestations of immediate hypersensitivity (allergic) diseases are caused by the release of proinflammatory mediators (histamine, leukotrienes, and prostaglandins) from IgE-sensitized effector cells (mast cells and basophils) when cell-bound IgE antibodies interact with an allergen. In vitro serum testing for IgE antibodies provides an indication of the immune response to allergens that may be associated with allergic disease. The allergens chosen for testing often depend upon the age of the patient, history of allergen exposure, season of the year, and clinical manifestations. In individuals predisposed to develop allergic disease, the sequence of sensitization and clinical manifestations proceed as follows: eczema and respiratory disease (rhinitis and bronchospasm) in infants and children less than 5 years due to food sensitivity (milk, egg, soy, and wheat proteins) followed by respiratory disease (rhinitis and asthma) in older children and adults due to sensitivity to inhalant allergens (dust mite, mold, and pollen inhalants). | Class,IgE kU/L,Interpretation, 0,<0.10,Negative, 0/1,0.10-0.34,Borderline/equivocal, 1,0.35-0.69,Equivocal, 2,0.70-3.49,Positive, 3,3.50-17.4,Positive, 4,17.5-49.9,Strongly positive, 5,50.0-99.9,Strongly positive, 6,> or =100,Strongly positive, | Detection of IgE antibodies in serum (class 1 or greater) indicates an increased likelihood of allergic disease as opposed to other etiologies and defines the allergens that may be responsible for eliciting signs and symptoms. The level of IgE antibodies in serum varies directly with the concentration of IgE antibodies expressed as a class score or kU/L. | Testing for IgE antibodies is not useful in patients previously treated with immunotherapy to determine if residual clinical sensitivity exists or in patients in whom the medical management does not depend upon identification of allergen specificity. Some individuals with clinically insignificant sensitivity to allergens may have measurable levels of IgE antibodies in serum, and test results must be interpreted in the clinical context. False-positive results for IgE antibodies may occur in patients with markedly elevated serum IgE (>2500 kU/L) due to nonspecific binding to allergen solid phases. | Homburger HA, Hamilton RG: Allergic diseases. In: McPherson RA, Pincus MR, eds. Henry's Clinical Diagnosis and Management by Laboratory Methods. 23rd ed. Elsevier; 2017:1057-1070 | Specific IgE from the patient's serum reacts with the allergen of interest, which is covalently coupled to an ImmunoCAP. After washing away nonspecific IgE, enzyme-labeled anti-IgE antibody is added to form a complex. After incubation, unbound anti-IgE is washed away, and the bound complex incubated with a developing agent. After stopping the reaction, the fluorescence of the eluate is measured. Fluorescence is proportional to the amount of specific IgE present in the patient's sample (ie, the higher the fluorescence value, the more IgE antibody is present).(Package insert: ImmunoCAP System Specific IgE FEIA. Phadia; Rev 06/2020) | Same day/1 to 3 days | 14 days | This test has been cleared, approved, or is exempt by the US Food and Drug Administration and is used per manufacturer's instructions. Performance characteristics were verified by Mayo Clinic in a manner consistent with CLIA requirements. | 86003 | Short Ragweed, IgE | 6085-5 | SRW | Short Ragweed, IgE | 6085-5
PSRCH | Short Renal Clearance, Iohexol, Preparation |  |  | No | SRC, Ioxehol, Prep | [11 empty] | Not Applicable | 36415 x2-Blood81050 x3-Urine96372-InjectionQ9961-Contrast dye
FSHRG | Shrimp IgG |  | Enzyme Immunoassay (FEIA) | No | Shrimp IgG | Serum | Collection Container/Tube: Preferred: Red top Acceptable: Serum gel Submission Container/tube:Plastic vial Specimen Volume: 0.5 mL Collection Instructions: 1. Draw blood in a plain red-top tube(s), serum gel tube(s) is acceptable. 2. Centrifuge and aliquot 0.5 mL of serum into a plastic vial. 3. Send refrigerate. | See Specimen Required |  | Reference ranges have not been established for food-specific IgG tests. | The clinical utility of food-specific IgG tests has not been established. These tests can be used in special clinical situations to select foods for evaluation by diet elimination and challenge in patients who have food-related complaints. It should be recognized that the presence of food-specific IgG alone cannot be taken as evidence of food allergy and only indicates immunologic sensitization by the food allergen in question. This test should only be ordered by physicians who recognize the limitations of the test. |  |  |  | 5 to 7 days |  | This test was developed and its performance characteristics determined by Eurofins Viracor. It has not been cleared or approved by the U.S. Food and Drug Administration. | 86001 | Shrimp IgG | 60403-3 | FSHRG | Shrimp IgG | 60403-3
SHRI | Shrimp, IgE, Serum | Establishing a diagnosis of an allergy to shrimp Defining the allergen responsible for eliciting signs and symptoms Identifying allergens: -Responsible for allergic response and/or anaphylactic episode -To confirm sensitization prior to beginning immunotherapy -To investigate the specificity of allergic reactions to insect venom allergens, drugs, or chemical allergens | Fluorescence Enzyme Immunoassay (FEIA) | Yes | Shrimp, IgE | Serum | Collection Container/Tube: Preferred:Serum gel Acceptable:Red top Submission Container/Tube:Plastic vial Specimen Volume:0.5 mL for every 5 allergens requested Collection Instructions:Centrifuge and aliquot serum into a plastic vial. | For 1 allergen: 0.3 mL For more than 1 allergen: (0.05 mL x number of allergens) + 0.25 mL deadspace | Clinical manifestations of immediate hypersensitivity (allergic) diseases are caused by the release of proinflammatory mediators (histamine, leukotrienes, and prostaglandins) from IgE-sensitized effector cells (mast cells and basophils) when cell-bound IgE antibodies interact with an allergen. In vitro serum testing for IgE antibodies provides an indication of the immune response to allergens that may be associated with allergic disease. The allergens chosen for testing often depend upon the age of the patient, history of allergen exposure, season of the year, and clinical manifestations. In individuals predisposed to develop allergic disease, the sequence of sensitization and clinical manifestations proceed as follows: eczema and respiratory disease (rhinitis and bronchospasm) in infants and children less than 5 years due to food sensitivity (milk, egg, soy, and wheat proteins) followed by respiratory disease (rhinitis and asthma) in older children and adults due to sensitivity to inhalant allergens (dust mite, mold, and pollen inhalants). | Class,IgE kU/L,Interpretation, 0,<0.10,Negative, 0/1,0.10-0.34,Borderline/equivocal, 1,0.35-0.69,Equivocal, 2,0.70-3.49,Positive, 3,3.50-17.4,Positive, 4,17.5-49.9,Strongly positive, 5,50.0-99.9,Strongly positive, 6,> or =100,Strongly positive, | Detection of IgE antibodies in serum (class 1 or greater) indicates an increased likelihood of allergic disease as opposed to other etiologies and defines the allergens that may be responsible for eliciting signs and symptoms. The level of IgE antibodies in serum varies directly with the concentration of IgE antibodies expressed as a class score or kU/L. | Testing for IgE antibodies is not useful in patients previously treated with immunotherapy to determine if residual clinical sensitivity exists or in patients in whom the medical management does not depend upon identification of allergen specificity. Some individuals with clinically insignificant sensitivity to allergens may have measurable levels of IgE antibodies in serum, and test results must be interpreted in the clinical context. False-positive results for IgE antibodies may occur in patients with markedly elevated serum IgE (>2500 kU/L) due to nonspecific binding to allergen solid phases. | Homburger HA, Hamilton RG: Allergic diseases. In: McPherson RA, Pincus MR, eds. Henry's Clinical Diagnosis and Management by Laboratory Methods. 23rd ed. Elsevier; 2017:1057-1070 | Specific IgE from the patient's serum reacts with the allergen of interest, which is covalently coupled to an ImmunoCAP. After washing away nonspecific IgE, enzyme-labeled anti-IgE antibody is added to form a complex. After incubation, unbound anti-IgE is washed away, and the bound complex incubated with a developing agent. After stopping the reaction, the fluorescence of the eluate is measured. Fluorescence is proportional to the amount of specific IgE present in the patient's sample (ie, the higher the fluorescence value, the more IgE antibody is present).(Package insert: ImmunoCAP System Specific IgE FEIA. Phadia; Rev 06/2020) | Same day/1 to 3 days | 14 days | This test has been cleared, approved, or is exempt by the US Food and Drug Administration and is used per manufacturer's instructions. Performance characteristics were verified by Mayo Clinic in a manner consistent with CLIA requirements. | 86003 | Shrimp, IgE | 6246-3 | SHRI | Shrimp, IgE | 6246-3
SAU | Sialic Acid, Free and Total, Random, Urine | Screening for sialic acid disorders | Liquid Chromatography Tandem Mass Spectrometry (LC-MS/MS) | Yes | Sialic Acid, Free and Total, U | Urine | Supplies:Sarstedt 5 mL Aliquot Tube (T914) Container/Tube:Plastic, 5-mL urine tube Specimen Volume:1 mL Pediatric Volume:0.5 mL Collection Instructions:Collect a random urine specimen(early morning preferred). | 0.5 mL | Sialic acid (SA), or N-acetyl-neuraminic acid, is a component of carbohydrates, glycoproteins, and gangliosides which are important for the human nervous system. SA can be measured in urine as free sialic acid or in a conjugated form, bound to oligosaccharides. Sialic acid disorders are a subset of lysosomal storage disorders caused by defective protein transport or enzyme deficiency that result in multisystem organ disease. Analysis of free and total sialic acid and their ratio in urine can detect the following conditions: free sialic acid storage disorder, sialuria,N-acetylneuraminate pyruvate lyase (NPL) deficiency, sialidosis, and galactosialidosis. Free sialic acid storage disorder (FSASD) is a rare lysosomal storage disorder that is caused by a defect in sialin, a sialic acid membrane exporter also known as SLC17A5. This defect results in increased stored free sialic acid in the lysosomes. Individuals with FSASD demonstrate the hallmark feature of progressive neurologic issues such as hypotonia, cerebellar ataxia, short stature, and cognitive impairment. Brain imaging may show central hypomyelination, cerebellar atrophy, and thinning of the corpus callosum. Infants and children with more severe disease may also have coarse facial features and organomegaly, such as enlarged liver and heart.A congenital form of the disease has been reported in which patients present with nonimmune hydrops fetalis.Historically, FSASD was divided into several conditions based on early to later age at disease presentation and severity: infantile free sialic acid storage disease, intermediate severe Salla disease, and Salla disease. These conditions are now considered to represent the spectrum of FSASD. There are no approved therapies for FSASD at present. Urine sialic acid analysis will show elevated free sialic acid and a high ratio of free to total sialic acid in individuals with FSASD. FSASD is an autosomal recessive condition caused by biallelic pathogenic variants in theSLC17A5gene. There are two additional rare disorders that show elevated free sialic acid: sialuria andN-acetylneuraminate pyruvate lyase (NPL) deficiency. Sialuria is an autosomal recessive disorder caused by pathogenic variants in theGNEgene that results in onset of symptoms such as organomegaly and developmental delay in infancy. NPL deficiency is also inherited in an autosomal recessive manner due to pathogenic variants in theNPLgene. Individuals with NPL deficiency develop progressive cardiomyopathy and mild skeletal myopathy in childhood. There are no approved therapies for these conditions, and so treatment is supportive. Sialidosis is caused by a deficiency of the enzyme neuraminidase which results in accumulation of sialyloligosaccharides in lysosomes. Individuals with sialidosis can present with acontinuum of clinical features ranging from severe disease (type II) to a milder and more slowly progressive course (type I). These clinical features range from early developmental delay, coarse facial features, short stature, dysostosis multiplex, and hepatosplenomegaly to late onset cherry-red spot myoclonus syndrome. Seizures, hyperreflexia, and ataxia have been reported in more than 50% of later onset patients. A congenital form of the disease has been reported in which patients present with fetal hydrops or neonatal ascites.Urine sialic acid analysis will show a low ratio of free to total sialic acid in individuals with sialidosis, as they have increased excretion of conjugated SA. Analysis of urine oligosaccharides (OLIGU / Oligosaccharide Screen, Random, Urine) is also recommended for patients with a suspected diagnosis of sialidosis. Sialidosis an autosomal recessive condition caused by biallelic pathogenic variants in theNEU1gene. Galactosialidosis also presents with acontinuum of clinical features ranging from severe and rapidly progressive disease to a milder and more slowly progressive course; clinical features of the early infantile type include fetal hydrops, edema, ascites, visceromegaly, dysostosis multiplex, coarse facies, and cherry red spot(s) in the retina. The majority of patients have milder presentations, which include ataxia, myoclonus, angiokeratoma, cognitive and neurologic decline.Urine sialic acid will show a low ratio of free to total sialic acid in individuals with galactosialidosis, as they have increased excretion of conjugated SA. Analysis of urine oligosaccharides is also recommended for patients with a suspected diagnosis of galactosialidosis. Galactosialidosis is an autosomal recessive condition caused by biallelic pathogenic variants in theCTSAgene. Patients with an abnormal urine sialic acid result suggestive of any of the sialic acid disorders should have follow up confirmatory testing with the appropriate enzyme or molecular test. | Free Sialic Acid: < or =4 weeks: < or =208 mmol/mol creatinine 5 weeks-12 months: < or =104 mmol/mol creatinine 13 months-18 years: < or =100 mmol/mol creatinine > or =19 years: < or =38 mmol/mol creatinine Total Sialic Acid < or =4 weeks: < or =852 mmol/mol creatinine 5 weeks-12 months: < or =656 mmol/mol creatinine 13 months-18 years: < or =335 mmol/mol creatinine > or =19 years: < or =262 mmol/mol creatinine Total/Free Ratio: < or =4 weeks: 1.94-18.68 5 weeks-12 months: 2.34-13.85 13 months-18 years: 2.63-9.18 > or =19 years: 3.35-15.81 An interpretive report will also be provided. | An elevated result of total/free sialic acid ratio may be indicative of sialidosis or galactosialidosis. A decreased result of total/free sialic acid ratio may be indicative of free sialic acid storage disorder. Abnormal results or clinical suspicion should be confirmed with biochemical or molecular genetic analysis. | Mild elevations of urinary free sialic acid may occur due to other causes, including sepsis, renal disease, hemolytic uremic syndrome and type 2 diabetes mellitus. | 1.Adams D, Wasserstein M. Free Sialic Acid Storage Disorders. In: Adam MP, Mirzaa GM, Pagon RA, et al, eds. GeneReviews [Internet]. University of Washington, Seattle;1993-2023. Updated January 23, 2020.Accessed May 22, 2023.Available at:www.ncbi.nlm.nih.gov/books/NBK1470/ 2.Huizing M, Hackbarth ME, Adams DR, et al. Free sialic acid storage disorder: Progress and promise. Neurosci Lett. 2021;755:135896. doi:10.1016/j.neulet.2021.135896 3. Khan A, Sergi C. Sialidosis: A review of morphology and molecular biology of a rare pediatric disorder. Diagnostics (Basel). 2018;8(2):29. Published 2018 Apr 25. doi:10.3390/diagnostics8020029 4. Annunziata I, d'Azzo A. Galactosialidosis: historic aspects and overview of investigated and emerging treatment options. Expert Opin Orphan Drugs. 2017;5(2):131-141. doi:10.1080/21678707.2016.1266933 | Sialic acid is measured twice to give a free sialic acid and a total sialic acid value. Free sialic acid is measured by drying down a 10 mcL aliquot from a random urine collection, reconstitution in 3M hydrochloric acid (HCl) in butanol to give the respective butyl ester. The butyl-ester sialic acid is reconstituted in eluent and submitted for liquid chromatography tandem mass spectrometry analysis. Total sialic acid is measured by hydrolyzing a 10 mcL aliquot from a random urine collection with HCl. The hydrolyzed sialic acid is then converted to the respective butyl ester with 3M HCl in butanol. The butyl ester sialic acid is reconstituted in eluent and submitted for liquid chromatography tandem mass spectrometry analysis. Both free and total sialic acid is quantitated using a commercially available stable isotope labeled internal standard from calibration over a concentration range 2.0 to 2000 mcM.(Tebani A, Schlemmer D, Imbard A, Rigal O, Porquet D, Benoist JF. Measurement of free and total sialic acid by isotopic dilution liquid chromatography tandem mass spectrometry method. J Chromatogr B Analyt Technol Biomed Life Sci. 2011;879(31):3694-3699. doi:10.1016/j.jchromb.2011.10.009; Li J, Wu T, Zhang X, Du Y, Wei B, Wang J. Clinical application of liver diseases diagnosis using ultrahigh-sensitive liquid chromatography-mass spectrometry for sialic acids detection. J Chromatogr A. 2022;1666:462837. doi:10.1016/j.chroma.2022.462837) | 5 to 11 days | 1 month | This test was developed and its performance characteristics determined by Mayo Clinic in a manner consistent with CLIA requirements. It has not been cleared or approved by the US Food and Drug Administration. | 84275 | Sialic Acid, Free and Total, U | 104657-2 | 621073 | Reviewed By | 18771-6
SDEX | Sickle Solubility, Blood | Screening for presence or absence of hemoglobin (Hb) S(sickle cell disease) | Hemoglobin S Solubility | Yes | Sickle Solubility, B | Whole Blood EDTA | Container/Tube: Preferred:Lavender top (EDTA) Acceptable:Yellow top (ACD solution B), green top (heparin) Specimen Volume:1 mL Collection Instructions: 1.Invertseveraltimestomixblood. 2. Send whole blood specimenintheoriginaltube.Do not aliquot. | 0.5 mL | Homozygous hemoglobin (Hb) S (sickle cell disease) is a serious chronic hemolytic anemia most commonly found in those of African or Middle Eastern descent. Hb S is freely soluble when fully oxygenated; when oxygen is removed, polymerization of the abnormal hemoglobin occurs, forming tactoids that are rigid and deformed cells. This leads to sickling of the cells, hemolysis, and many other complications. Heterozygous Hb S (sickle cell trait) is the most common hemoglobinopathy in the United States. This condition is present in about 8% of African Americans. Usually, Hb S trait exhibits no clinical or hematological effects. A small fraction of people with sickle cell trait have recurrent hematuria. | Negative | A positive result should be followed by a complete hemoglobin (Hb) evaluation (HBEL1 / Hemoglobin Electrophoresis Evaluation, Blood) to confirm the presence and concentration of Hb S. | A positive test is presumptive evidence for hemoglobin (Hb) S(sickle cell disease). However, rare sickling Hbs such as Hb C-Harlem (C-Georgetown) and Hb I will also produce a positive result. This test only detects the presence of Hb S. It cannot differentiate sickle cell trait (heterozygous Hb S) from sickle cell disease (homozygous Hb S), or Hb S in combination with other abnormalities (eg,S/C, S/D, S/G, S/E, S/beta-thalassemia, S/O-Arab, S/New York, and C-Georgetown trait). The use of packed red blood cells (RBC) instead of whole blood significantly reduces false negatives due to anemia and false positives due to hypergammaglobulinemia (eg, multiple myeloma). False positives can occur due to large numbers of nucleated RBC. False negatives can occur due to an insufficient quantity of Hb S due to age (neonates) or transfusion. Hb S concentrations 15% to 20% or less may give a negative result. | 1. Fairbanks VF. Laboratory methods and case studies. In: Decker BC, ed. Hemoglobinopathies andThalassemias. Thieme-Stratton Inc; 1980:105-107 2. Sauntharajah Y, Vichinsky EP: Sickle cell disease: Clinical features and management. In Hoffman R, Benz EJ, Silberstein LE, et al, eds. Hematology: Basic Principles and Practice. 7th ed. Elsevier; 2018:584-607 | Hemoglobin S reduced by dithionite is insoluble in concentrated inorganic buffers, and thus, the solution is so turbid that newsprint cannot be read through a tube containing the hemolysate and reagents.(Fairbanks VF, Klee GG: Biochemical aspects of hematology. In: Burtis CA, Ashwood ER, eds. Tietz Textbook of Clinical Chemistry. 3rd ed. WB Saunders Company; 1999: 1678-1679; Greene DN, Vaughn CP, Crews BO, Agarwal AM. Advances in the detection of hemoglobinopathies. Clinica Chimica Acta. 2015; 439:50-57) | 1 to 4 days | 7 days | This test was developed and its performance characteristics determined by Mayo Clinic in a manner consistent with CLIA requirements. It has not been cleared or approved by the US Food and Drug Administration. | 85660 | Sickle Solubility, B | 6864-3 | 9180 | Sickle Solubility, B | 6864-3
STAT6 | Signal Transducer and Activator of Transcription 6 (STAT6), Technical Component Only | Aids in distinguishing solitary fibrous tumor from morphologic mimics | Immunohistochemistry (IHC) | Yes | STAT6 IHC, Tech Only | For the initial technical component only immunohistochemical (IHC) stain performed, the appropriate bill-only test ID will be reflexed and charged (IHTOI). For each additional technical component only IHC stain performed, an additional bill-only test ID will be reflexed and charged (IHTOA). | Supplies:Immunostain Technical Only Envelope (T693) Specimen Type:Tissue Container/Tube:Immunostains Technical Only Envelope Preferred:2 Unstained positively charged glass slide (25- x 75- x 1-mm) per test ordered; sections 4-microns thick. Acceptable:Formalin-fixed, paraffin-embedded tissue block |  | Signal transducer and activator of transcription 6 (STAT6) is a signal transducer/transcription activator expressed in the cytoplasm of various normal tissues including bladder epithelium, bronchial epithelium, and epidermis. NAB2-STAT6 fusions have recently been described in the majority of solitary fibrous tumors, and lead to aberrant strong nuclear STAT6 staining. |  | This test does not include pathologist interpretation, only technical performance of the stain. If interpretation is required, order PATHC / Pathology Consultation for a full diagnostic evaluation or second opinion of the case. The positive and negative controls are verified as showing appropriate immunoreactivity. If a control tissue is not included on the slide, a scanned image of the relevant quality control tissue is available upon request; call 855-516-8404. Interpretation of this test should be performed in the context of the patient's clinical history and other diagnostic tests by a qualified pathologist. | Age of a cut paraffin section can affect immunoreactivity. Stability thresholds vary widely among published literature and are antigen dependent. Best practice is for paraffin sections to be cut within 6 weeks. | 1. Doyle LA, Vivero M, Fletcher CD, et al. Nuclear expression of STAT6 distinguishes solitary fibrous tumor from histologic mimics. Mod Pathol. 2014;27(3):390-395 2. Schweizer L, Koelsche C, Sahm F, et al. Meningeal hemangiopericytoma and solitary fibrous tumors carry the NAB2-STAT6 fusion and can be diagnosed by nuclear expression of STAT6 protein. Acta Neuropathol. 2013;125:651-658 3. Robinson DR, Wu YM, Kalyana-Sundaram S, et al. Identification of recurrent NAB2-STAT6 fusions in solitary fibrous tumor by integrative sequencing. Nat Genet. 2013;45(2):180-185 4. Chmielecki J, Crago AM, Rosenberg M, et al. Whole-exome sequencing identifies a recurrent NAB2-STAT6 fusion in solitary fibrous tumors. Nat Genet. 2013;45(2):131-132 5.Magaki S, Hojat SA, Wei B, So A, Yong WH. An introduction to the performance of immunohistochemistry. Methods Mol Biol. 2019;1897:289-298. doi:10.1007/978-1-4939-8935-5_25 | Immunohistochemistry on sections of paraffin-embedded tissue.(Unpublished Mayo method) | 1 to 3 days | Until staining is complete. | This test has been cleared, approved, or is exempt by the US Food and Drug Administration and is used per manufacturer's instructions. Performance characteristics were verified by Mayo Clinic in a manner consistent with CLIA requirements. | 88342-TC, primary88341-TC, if additional IHC | STAT6 IHC, Tech Only | Order only;no result | 70866 | STAT6 IHC, Tech Only | Bill only; no result
FSILS | Silicon, Serum |  | Inductively Coupled Plasma/Optical Emission Spectrometry (ICP/OES) | Yes | Silicon, Serum | Serum | ***Must submit one specimen per orders. Specimens cannot be shared between multiple orders.*** Specimen Type:Serum Collection Container/Tube:Plastic Royal Blue top tube (Trace metal-free; No additive) Specimen Volume:2 mL Collection Instructions:Draw blood in a plastic, trace metal free, royal blue top, no additive tube(s).(Serum gel tube is not acceptable.)Promptly centrifuge and separate 2 mL into an acid washed plastic screw capped vial (T619). Ship refrigerated. | 0.7 mL |  | Reporting limit determined each analysis. Generally: Less than 0.05 mg/dL Silicon concentrations are influenced by diet, especially vegetable intake. | Specimens for elemental testing should be collected in certified metal-free containers. Elevated results for elemental testing may be caused by environmental contamination at the time of specimen collection and should be interpreted accordingly. It is recommended that unexpected elevated results be verified by testing another specimen in a trace metal free container. |  |  |  | 9 to 11 days | 2 weeks | The test was developed and its performance characteristics determined by NMS Labs. It has not been cleared or approved by the U.S. Food and Drug Administration. | 84285 | Silicon, Serum | 10829-0 | Z5930 | Silicon | 10829-0
BIR | Silver Birch, IgE, Serum | Establishing a diagnosis of an allergy to silver birch Defining the allergen responsible for eliciting signs and symptoms Identifying allergens: -Responsible for allergic response and/or anaphylactic episode -To confirm sensitization prior to beginning immunotherapy -To investigate the specificity of allergic reactions to insect venom allergens, drugs, or chemical allergens | Fluorescence Enzyme Immunoassay (FEIA) | Yes | Silver Birch, IgE | Serum | Collection Container/Tube: Preferred:Serum gel Acceptable:Red top Submission Container/Tube:Plastic vial Specimen Volume:0.5 mL for every 5 allergens requested Collection Instructions:Centrifuge and aliquot serum into a plastic vial. | For 1 allergen: 0.3 mL For more than 1 allergen: (0.05 mL x number of allergens) + 0.25 mL deadspace | Clinical manifestations of immediate hypersensitivity (allergic) diseases are caused by the release of proinflammatory mediators (histamine, leukotrienes, and prostaglandins) from IgE-sensitized effector cells (mast cells and basophils) when cell-bound IgE antibodies interact with an allergen. In vitro serum testing for IgE antibodies provides an indication of the immune response to allergens that may be associated with allergic disease. The allergens chosen for testing often depend upon the age of the patient, history of allergen exposure, season of the year, and clinical manifestations. In individuals predisposed to develop allergic disease, the sequence of sensitization and clinical manifestations proceed as follows: eczema and respiratory disease (rhinitis and bronchospasm) in infants and children less than 5 years due to food sensitivity (milk, egg, soy, and wheat proteins) followed by respiratory disease (rhinitis and asthma) in older children and adults due to sensitivity to inhalant allergens (dust mite, mold, and pollen inhalants). | Class,IgE kU/L,Interpretation, 0,<0.10,Negative, 0/1,0.10-0.34,Borderline/equivocal, 1,0.35-0.69,Equivocal, 2,0.70-3.49,Positive, 3,3.50-17.4,Positive, 4,17.5-49.9,Strongly positive, 5,50.0-99.9,Strongly positive, 6,> or =100,Strongly positive, | Detection of IgE antibodies in serum (class 1 or greater) indicates an increased likelihood of allergic disease as opposed to other etiologies and defines the allergens that may be responsible for eliciting signs and symptoms. The level of IgE antibodies in serum varies directly with the concentration of IgE antibodies expressed as a class score or kU/L. | Testing for IgE antibodies is not useful in patients previously treated with immunotherapy to determine if residual clinical sensitivity exists or in patients in whom the medical management does not depend upon identification of allergen specificity. Some individuals with clinically insignificant sensitivity to allergens may have measurable levels of IgE antibodies in serum, and test results must be interpreted in the clinical context. False-positive results for IgE antibodies may occur in patients with markedly elevated serum IgE (>2500 kU/L) due to nonspecific binding to allergen solid phases. | Homburger HA, Hamilton RG: Allergic diseases. In: McPherson RA, Pincus MR, eds. Henry's Clinical Diagnosis and Management by Laboratory Methods. 23rd ed. Elsevier; 2017:1057-1070 | Specific IgE from the patient's serum reacts with the allergen of interest, which is covalently coupled to an ImmunoCAP. After washing away nonspecific IgE, enzyme-labeled anti-IgE antibody is added to form a complex. After incubation, unbound anti-IgE is washed away, and the bound complex incubated with a developing agent. After stopping the reaction, the fluorescence of the eluate is measured. Fluorescence is proportional to the amount of specific IgE present in the patient's sample (ie, the higher the fluorescence value, the more IgE antibody is present).(Package insert: ImmunoCAP System Specific IgE FEIA. Phadia; Rev 06/2020) | Same day/1 to 3 days | 14 days | This test has been cleared, approved, or is exempt by the US Food and Drug Administration and is used per manufacturer's instructions. Performance characteristics were verified by Mayo Clinic in a manner consistent with CLIA requirements. | 86003 | Silver Birch, IgE | 15283-5 | BIR | Silver Birch, IgE | 15283-5
FSINS | Sinemet, Serum |  | High-Performance Liquid Chromatography/Tandem Mass Spectrometry (LC-MS/MS) | Yes | Sinemet, Serum | Serum Red | ***Must submit one specimen per order. Specimens cannot be shared between multiple orders.*** Specimen Type:Serum Collection Container/Tube:Red top Submission Container/Tube:Plastic vial Specimen Volume:1 mL Collection Instructions: 1. Draw blood in a plain, red-top tube(s).Serum gel tube is not acceptable. 2.Centrifuge and send 1 mL of serum frozen in a preservative-free plastic vial.Specimen must be frozen immediately, or results will be compromised. | 0.5 mL |  | Reporting limit determined each analysis. Levodopa Units: mcg/mL Carbidopa Units: mcg/mL | Levodopa The target plasma concentration of levodopa in Parkinsonian patients is 2 +/- 0.5 mcg/mL. The average peak plasma levodopa concentration following a single oral dose of Sinemet containing 200 mg levodopa was 1.2 mcg/mL at 0.5 hours for normal release and 3.3 mcg/mL at 2 hours for controlled release. At steady-state, the average trough plasma levodopaconcentration following oral Sinemet containing 200 mg levodopa was 0.07 mcg/mL for normal release and 0.16 mcg/mL for controlled release. Carbidopa Following a single oral dose of 250 mg levodopa and 25 mg carbidopa, peak plasma concentrations of carbidopa averaged 0.11 mcg/mL at 2.9 hours post dose. Carbidopa concentrations can decrease rapidly after collection unless flash frozen with dry ice. |  |  |  | 12 to 14 days |  | This test was developed and its performance characteristics determined by NMS Labs. It has not been cleared or approved by the U.S. Food and Drug Administration. | 80299 | Sinemet, Serum | Not Provided | Z3536 | Carbidopa | 9328-6
SIIRO | Sirolimus, Whole Blood | Monitoring whole blood sirolimus concentration during therapy, particularly in individuals coadministered cytochrome P450 (CYP) 3A4 substrates, inhibitors, or inducers Adjusting dose to optimize immunosuppression while minimizing toxicity Evaluating patient compliance | Liquid Chromatography Tandem Mass Spectrometry (LC-MS/MS) | Yes | Sirolimus, B | Whole Blood EDTA | Container/Tube:Lavender top (EDTA) Specimen Volume:3 mL Collection Instructions: 1. Draw blood immediately before a scheduled dose. 2.Do not centrifuge. 3. Send whole blood specimen in original tube.Do not aliquot. Additional Information:Therapeutic range applies to trough specimen collected immediately prior to a.m. dose. | 1 mL | Sirolimus is a macrolide antibiotic, isolated fromStreptomyces hygroscopicus, withpotent effects, including suppression of T- and B-cell proliferation and antineoplastic and antifungal activity. It inhibits the protein kinase mTOR (mechanistic target of rapamycin) to arrest the cell cycle; it has no effects on calcineurin and, therefore, can either be used in addition to cyclosporine or tacrolimus or as a substitute in patients intolerant to these drugs. Sirolimus is metabolized by cytochrome P450 (CYP) 3A4; thus, blood concentrations are affected by drugs that inhibit or induce this enzyme. The pharmacokinetic interaction between sirolimus and cyclosporine or tacrolimus increases both therapeutic immunosuppression and the toxicity of these agents; lower doses are required with combined use. Adverse effects of sirolimus are generally concentration dependent, making therapeutic drug monitoring essential. The frequency of monitoring trough concentrations varies on the indication. For example, for kidney transplant recipients, sirolimus is commonly measured at least 3 to 4 days after a loading dose or, if the kidney transplant recipient is receiving cyclosporin, between 5 to 7 days after initiation. Target concentrations vary depending on concomitant therapy, time posttransplant, the desired degree of immunosuppression, and adverse effects. When given with cyclosporine or tacrolimus, the therapeutic range for sirolimus is generally between 4 and 12 ng/mL with minimal added benefit for concentrations greater than10 ng/mL. When sirolimus is given without calcineurin inhibitors, higher trough levels are needed, usually 12 to 20 ng/mL but occasionally up to 20 to 30 ng/mL. | 4-20 ng/mL (Trough) Target steady-state trough concentrations vary depending on the type of transplant, concomitant immunosuppression, clinical/institutional protocols, and time post-transplant. Results should be interpreted in conjunction with this clinical information and any physical signs/symptoms of rejection/toxicity. | Most individuals display optimal response to sirolimus with trough whole blood levels 4 to 20 ng/mL. Preferred therapeutic ranges may vary by transplant type, protocol, and comedications. Therapeutic ranges are based on specimens collected at trough (ie, immediately before a scheduled dose). Higher results will be obtained when the blood is collected at other times. The assay is specific for sirolimus; it does not cross-react with cyclosporine, cyclosporine metabolites, tacrolimus, tacrolimus metabolites, or sirolimus metabolites. Results by liquid chromatography with detection by tandem mass spectrometry are approximately 30% less than by immunoassay. | The recommended therapeutic range applies to troughspecimens collected immediately before a dose. Blood drawn at othertimes will yield higher results. | 1.Milone MC, Shaw LM: Therapeutic drugs and their management. In: Rifai N, Chiu RWK, Young I, Burnham CAD, eds. Tietz Textbook of Laboratory Medicine. 7th ed. Elsevier; 2023:420-453 2. Kahan BD. Ten years of mTOR inhibitor therapy. Transplant Proc. 2003;35(3A):3S-240S 3. Yakupoglu YK, Kahan BD. Sirolimus: a current perspective. Exp Clin Transplant 2003;1(1):8-18 4. Groth CG, Backman L, Morales JM, et al. Sirolimus (rapamycin)-based therapy in human renal transplantation: similar efficacy and different toxicity compared with cyclosporine. Sirolimus European Renal Transplant Study Group. Transplantation. 1999;67(7):1036-1042 | Blood specimens are subjected to protein precipitation. The resulting supernatant is analyzed by liquid chromatography tandem mass spectrometry.(Pablo AH, Breaud AR, Clarke W. Analysis of immunosuppressant drugs in whole blood by liquid chromatography-tandem mass spectrometry [LC-MS/MS]. Curr Protoc Toxicol. 2020;84(1):e92. doi:10.1002/cptx.92) | Same day/1 to 3 days | 14 days | This test was developed and its performance characteristics determined by Mayo Clinic in a manner consistent with CLIA requirements. It has not been cleared or approved by the US Food and Drug Administration. | 80195 | Sirolimus, B | 29247-4 | 35144 | Sirolimus, B | 29247-4
AZSLR | Slide Review (Bill Only) |  | This test is for billing purposes only. This is not an orderable test. | No | Slide Review | Varies | This test is for billing purposes only. This is not an orderable test. |  |  | This test is for billing purposes only. This is not an orderable test. | [6 empty] | Not Applicable | 88381 | Slide Review | Bill only; no result | AZSLR | Slide Review | Bill only; no result
SLIRV | Slide Review in Molecular Genetics (Bill Only) |  | This test is for billing purposes only. This is not an orderable test. | Yes | Slide Review in MG | Varies | This test is for billing purposes only. This is not an orderable test. |  |  | This test is for billing purposes only. This is not an orderable test. | [6 empty] | Not Applicable | 88381
SMAD4 | SMAD4 Immunostain, Technical Component Only | Identification of loss of SMAD4 (mothers against decapentaplegic homolog 4 drosophila) expression within pancreatic ductal adenocarcinoma | Immunohistochemistry (IHC) | Yes | SMAD4 IHC, Tech Only | For the initial technical component only immunohistochemical (IHC) stain performed, the appropriate bill-only test ID will be reflexed and charged (IHTOI). For each additional technical component only IHC stain performed, an additional bill-only test ID will be reflexed and charged (IHTOA). | Supplies:Immunostain Technical Only Envelope (T693) Specimen Type:Tissue Container/Tube:Immunostain Technical Only Envelope Preferred:2 Unstained positively charged glass slide (25- x 75- x 1-mm) per test ordered; sections 4-microns thick. Acceptable:Formalin-fixed, paraffin-embedded tissue block |  | SMAD4 (mothers against decapentaplegic homolog 4 drosophila) is a tumor suppressor and transcription factor that is part of the transforming growth factor beta signaling pathway. Normally SMAD4 is expressed within the nucleus of epithelial cells, while loss of SMAD4 expression is caused by inactivation of theSMAD4gene due to sporadic genetic variants. The status of SMAD4 expression is useful in the diagnosis of pancreatic adenocarcinoma. |  | This test does not include pathologist interpretation, only technical performance of the stain. If interpretation is required, order PATHC / Pathology Consultation for a full diagnostic evaluation or second opinion of the case. The positive and negative controls are verified as showing appropriate immunoreactivity. If a control tissue is not included on the slide, a scanned image of the relevant quality control tissue is available upon request; call 855-516-8404. Interpretation of this test should be performed in the context of the patient's clinical history and other diagnostic tests by a qualified pathologist. | Age of a cut paraffin section can affect immunoreactivity. Stability thresholds vary widely among published literature and are antigen dependent. Best practice is for paraffin sections to be cut within 6 weeks. | 1. Hata T, Suenaga M, Marchionni L, et al. Genome-wide somatic copy number alterations and mutations in high-grade pancreatic intraepithelial neoplasia. Am J Pathol. 2018;188(7):1723-1733 2. Voorneveld PW, Jacobs RJ, Kodach LL, Hardwick JC. A meta-analysis of SMAD4 immunohistochemistry as a prognostic marker in colorectal cancer. Transl Oncol. 2015;8(1):18-24 3. Chen YW, Hsiao PJ, Weng CC, et al. SMAD4 loss triggers the phenotypic changes of pancreatic ductal adenocarcinoma cells. BMC Cancer. 2014;14:181 4. Magaki S, Hojat SA, Wei B, So A, Yong WH. An introduction to the performance of immunohistochemistry. Methods Mol Biol. 2019;1897:289-298. doi:10.1007/978-1-4939-8935-5 | Immunohistochemistry on sections of paraffin-embedded tissue.(Unpublished Mayo method) | 1 to 3 days | Until staining is complete. | This test has been cleared, approved, or is exempt by the US Food and Drug Administration and is used per manufacturer's instructions. Performance characteristics were verified by Mayo Clinic in a manner consistent with CLIA requirements. | 88342-TC, primary88341-TC, if additional IHC | SMAD4 IHC, Tech Only | No LOINC Needed | 613981 | SMAD4 IHC, Tech Only | No LOINC Needed
SDLDL | Small Dense Low Density Lipoprotein Cholesterol, Serum | Aiding in risk management of lipoprotein disorders associated with cardiovascular disease when used in conjunction with other lipid measurements and clinical evaluation | Enzymatic Colorimetric | Yes | Small Dense LDL Cholesterol, S | Serum | Patient Preparation:Fasting overnight (8-12 hours) required Supplies:Sarstedt Aliquot Tube, 5 mL (T914) Collection Container/Tube: Preferred: Serum gel Acceptable: Red top Submission Container/Tube:Plastic vial Specimen Volume:1 mL Collection Instructions: 1. Centrifuge and aliquot serum into a plastic vial. 2. Send frozen. | 0.5 mL | Low-density lipoprotein cholesterol (LDL-C) has long been known to be causally associated with atherosclerotic plaque development and progression and is the main target of lowering cardiovascular disease risk. Subfractions of LDL, particularly the concentration of small dense LDL-C, have been shown to also be associated with increased risk for coronary heart disease (CHD). It is thought that the smaller particles are especially pro-atherogenic given their higher probability to transverse the arterial wall and a longer circulating half-life, likely from a lower binding affinity to the LDL receptor. Several epidemiological and pathological studies have reported an association between the concentration of small dense LDL-C and CHD. Results should be used in conjunction with the patient's medical history and other laboratory and clinical results. | > or =18 years: <50 mg/dL Reference values have not been established for patients who are younger than 18 years. | Results of 50 mg/dL or greater indicate increased risk of incident coronary heart disease (CHD) (myocardial infarction, fatal CHD, or cardiac procedure). | Results should not be used as a replacement for low-densitylipoproteincholesteroland should not be used in risk calculators. In very rare cases, gammopathy, in particular type IgM (Waldenstrom macroglobulinemia), may cause unreliable results. | 1. Tsai MY, Steffen BT, Guan W, et al. New automated assay of small dense low-density lipoprotein cholesterol identifies risk of coronary heart disease: the multi-ethnic study of atherosclerosis. Arterioscler Thromb Vasc Biol. 2014;34(1):196-201. doi:10.1161/ATVBAHA.113.302401 2. Hoogeveen RC, Gaubatz JW, Sun W, et al. Small dense low-density lipoprotein-cholesterol concentrations predict risk for coronary heart disease: the atherosclerosis riskiIn ommunities (ARIC) study. Arterioscler Thromb Vasc Biol. 2014;34(5):1069-1077. doi:10.1161/ATVBAHA.114.303284 3. Hirano T, Ito Y, Yoshino G. Measurement of small dense low-density lipoprotein particles. J Atheroscler Thromb. 2005;12(2):67-72 4. Ogita K, Ai M, Tanaka A, et al. Circadian rhythm of serum concentration of small dense low-density lipoprotein cholesterol. Clin Chim Acta. 2007;376(1-2):96-100 5. Balling M, Nordestgaard BG, Langsted A, Varbo A, Kamstrup PR, Afzal S. Small dense low-density lipoprotein cholesterol predicts atherosclerotic cardiovascular disease in the Copenhagen general population study. J Am Coll Cardiol. 2020;75(22):2873-2875. doi:10.1016/j.jacc.2020.03.072 | This test system is a multi-step method measured on automated chemistry analyzers. The assay consists of two steps and is based on the technique of using well-characterized surfactants and enzymes that selectively react with certain groups of lipoproteins.(Package insert: Small dense LDL Seiken. Roche Diagnostics; V 2.0, 11/2021) | 1 to 3 days | 7 days | This test has been cleared, approved, or is exempt by the US Food and Drug Administration and is used per manufacturer's instructions. Performance characteristics were verified by Mayo Clinic in a manner consistent with CLIA requirements. | 83722 | Small Dense LDL Cholesterol, S | 90364-1 | SDLDL | Small Dense LDL Cholesterol, S | 90364-1
SLL | Small Lymphocytic Lymphoma, FISH, Tissue | Recurrent common chromosome abnormalities in patients with small lymphocytic lymphoma (SLL) Distinguishing patients with 11;14 translocations who have mantle cell lymphoma (MCL) from patients who have SLL Detecting patients with atypical SLL or other forms of B-cell lymphoma associated with translocations betweenIGHandBCL3 | Fluorescence In Situ Hybridization (FISH) | Yes | SLL, FISH, Tissue | This test includes a charge for the probe application, analysis, and professional interpretation of results for one probe set (2 individual fluorescence in situ hybridization [FISH] probes). Additional charges will be incurred for all reflex or additional probes performed. No analysis charges will be incurred if an insufficient number of representative cells are available for analysis. | Submit only 1 of the following specimens: Preferred Specimen Type:Tissue block Collection Instructions:Submit a formalin-fixed, paraffin-embedded tumor tissue block. Blocks prepared with alternative fixation methods may be acceptable; provide fixation method used. Acceptable Specimen Type:Tissue slides Slides:1 Hematoxylin and eosin-stained (H and E)stained and 10 unstained Collection Instructions: Submit 1 slide stained with H and E and 10 consecutive, unstained, positively charged, unbaked slides with 5-micron-thick sections of the tumor tissue. | Slides: 1Hematoxylin and eosin-stainedand 6 unstained | Small lymphocytic lymphoma (SLL) is the nonleukemic form of chronic lymphocytic leukemia (CLL), one of the most common leukemias in adults. The most frequently seen cytogenetic abnormalities in SLL involve chromosomes 6, 11, 12, 13 and 17. These are detected and quantified using the SLL fluorescence in situ hybridization (FISH) panel. Cytogenetics has proven to be a reliable predictor of outcome for patients with CLL. It is unknown if SLL has the same prognostic significance when these genetic abnormalities are observed. This FISH test detects an abnormal clone in approximately 65% of patients with SLL. Patients with t(11;14)(q13;q32) associated withCCND1::IGHfusion, have mantle cell lymphoma which can be distinguished from SLL and other B-cell lymphomas with this assay. Patients with t(14;19)(q32;q13.3) associated withIGH::BCL3fusion, may have an atypical form of SLL or another B-cell lymphoma. | An interpretive report will be provided. | A neoplastic clone is detected when the percent of cells with an abnormality exceeds the normal reference range for any given probe set. A positive result is not diagnostic for small lymphocytic lymphoma but may provide relevant prognostic information. The absence of an abnormal clone does not rule out the presence of an SLL clone or another neoplastic disorder. | This test is not approved by the US Food and Drug Administration, and it is best used as an adjunct to existing clinical and pathologic information. Fixatives other than formalin (eg, Prefer, Bouin's) may not be successful for fluorescence in situ hybridization (FISH) assays. Non-formalin fixed samples will not be rejected. Paraffin-embedded tissues that have been decalcified may not be successful for FISH analysis. The success rate of FISH studies on decalcified tissue is approximately 50%, but FISH will be attempted if sufficient tumor is present for analysis. If no FISH signals are observed post hybridization, the case will be released indicating a lack of FISH results. | 1.Swerdlow SH, Campo E, Harris NL eds. WHO Classification of Tumours of Haematopoietic and Lymphoid Tissues. IARC; 2017. WHO Classification of Tumours, Vol 2 2. Shanafelt TD. Predicting clinical outcome in CLL: how and why. Hematology Am Soc Hematol Educ Program. 2009;421-429 3. Van Dyke DL, Werner L, Rassenti LZ, et al. The Dohner fluorescence in situ hybridization prognostic classification of chronic lymphocytic leukaemia (CLL): the CLL Research Consortium experience. Br J Haematol. 2016;173(1):105-113 | This test is performed using commercially available and laboratory-developedprobes.Deletion of chromosomes 6q, 11q, 13q, and 17p, and trisomy of chromosome 12 are detected using enumeration strategy probes. A dual-color, dual-fusion (D-FISH) strategy probe set is used to detectCCND1::IGHrearrangements and, for reflex testing, to identifyIGH::BCL3rearrangements.Paraffin-embedded tissues are cut at 5 microns and mounted on positively charged glass slides. The selection of tissue and the identification of target areas on the hematoxylin and eosin (H and E)-stained slide is performed by a pathologist. Using the H and E-stained slide as a reference, target areas are etched with a diamond-tipped engraving tool on the back of the unstained slide to be assayed. For each probe set, the probes are hybridized to the appropriate target areas and 2 technologists each analyze 50 interphase nuclei (100 total).All results are expressed as the percent abnormal nuclei.(Unpublished Mayo method) | 7 to 10 days | Slides and H and &E used for analysis are retained by the laboratory in accordance to with CAP and NYSregulatory requirements. Client provided paraffin blocks and extra unstained slides (if provided) will be returned after testing is complete. | This test was developed and its performance characteristics determined by Mayo Clinic in a manner consistent with CLIA requirements. It has not been cleared or approved by the US Food and Drug Administration. | 88377-if 1 probe set88377 x 2-if 2 probe sets88377 x 3-if 3 probe sets88377 x 4-if 4 probe sets88377 x 5-if 5 probe sets88377 x 6-if 6 probe sets88377 x 7-if 7 probe sets88377 x 8-if 8 probe sets | SLL, FISH, Tissue | 103621-9 | 603139 | Released By | 18771-6
SM | Smith (Sm) Antibodies, IgG, Serum | Evaluating patients with clinical features suggestive of antinuclear antibody associated connective tissue disease and the confirmation of a diagnosis of systemic lupus erythematosus. Testing for Smith antibodies isnot usefulin patients without demonstrable antinuclear antibodies. | Multiplex Flow Immunoassay | Yes | Sm Ab, IgG, S | For more information see: | Collection Container/Tube: Preferred:Serum gel Acceptable:Red top Submission Container/Tube:Plastic vial Specimen Volume:0.5 mL Collection Instructions:Centrifuge and aliquot serum into a plastic vial. | 0.35 mL | Systemic lupus erythematosus (SLE) is an autoimmune disease characterized by circulating autoantibodies to many intracellular targets. Of these autoantibodies, the anti-Smith (Sm) antibody associated with a positivity for antinuclear antibodies (ANA) is one of the earliest to be described.(1) The Sm antigen is a complex molecule consisting of a group of core proteins with molecular weights ranging from 9 to 29.5 kDa [B (B1, 28 kDa), B’ (B2, 29 kDa), N (B3, 29.5 kDa), D1 (16 kDa), D2 (16.5 kDa), D3 (18 kDa), E (12 kDa), F (11 kDa), and G (9 kDa)].(2) Of these core proteins, the B and D polypeptides are frequently targeted by the Sm autoimmune response.(3) The Sm proteins, together with ribonucleoproteins and small nuclear RNA form a RNA-protein complex or small nuclear ribonucleoprotein, which is involved in precursor messenger RNA (mRNA) splicing, a process which ultimately leads to mature mRNA generation.(4) The presence of antibodies to Sm is specific for SLE with a sensitivity of 5% to 30%.(1) Based on the 2019 American College of Rheumatology/European League Against Rheumatism classification criteria for SLE, patients positive for anti-Sm antibodies already fulfil 60% of the criteria required for SLE classification.(5,6) However, anti-Sm antibodies may occur together ribonucleoprotein antibodies in certain ANA-associated connective tissue disease such as mixed connective tissue disease, systemic sclerosis and idiopathic inflammatory myopathies.(7) In a recent study,patients double-positive for anti-dsDNA and anti-Sm antibodies at the time of the diagnosis of SLE were reported to be at higher risk of flares and may benefit from stringent monitoring and early preventive treatment.(8) In addition, some studies have suggested that positivity for anti-Sm antibody may be dependent on patient’s ethnicity.(8) In routine clinical practice, antigen-specific (solid-phase) immunoassays such as enzyme-linked immunosorbent assays, addressable laser bead immunoassays, line immunoassays, chemiluminescent immunoassays, BioPlex immunoassay and fluorescent enzyme immunoassays are widely used in determination of anti-Sm antibodies.(6,9) These immunoassays use, either a mixture of (native) Sm antigens or a specific (recombinant) Sm antigen, usually obtained by purification of nuclear extract or produced by in vitro translation, respectively, coated to a solid phase (e.g. plate/well, membrane, bead).(6) In the past, anti-Sm tests used a mixture of all Sm proteins purified from a native source. These mixtures often also contained other proteins, such as U1-RNP, which must be taken into consideration when interpreting results. Based on the analytical differences in immunoassays for detecting anti-Sm antibodies, the method used for their detection is likely to impact the diagnostic performance characteristics. For more information see: Connective Tissue Disease Cascade First-Line Screening for Autoimmune Liver Disease Algorithm | <1.0 U (negative) > or =1.0 U (positive) Reference values apply to all ages. | A positive anti-Smith antibody result in the appropriate clinical context is consistent with a diagnosis of systemic lupus erythematosus. | No significant cautionary statements | 1. Tan EM, Kunkel HG. Characteristics of a soluble nuclear antigen precipitating with sera of patients with systemic lupus erythematosus. J Immunol. 1966;96(3):464-471 2. Zieve GW, Khusial PR. The anti-Sm immune response in autoimmunity and cell biology. Autoimmun Rev. 2003;2(5):235-240 3.Billings PB, Hoch SO. Characterization of U small nuclear RNA-associated proteins. J Biol Chem. 1984;259(20):12850-12856 4. Battle DJ, Kasim M, Yong J, et al. The SMN complex: an assembly machine for RNPs. Cold Spring Harb Symp Quant Biol. 2006;71:313-320 5. Aringer M, Costenbader K, Daikh D, et al. 2019 European League Against Rheumatism/American College of Rheumatology Classification Criteria for Systemic Lupus Erythematosus. Arthritis Rheumatol. 2019;71(9):1400-1412 6. van Beers JJBC, Schreurs MWJ. Anti-Sm antibodies in the classification criteria of systemic lupus erythematosus. J Transl Autoimmun. 2022;5:100155 7. Migliorini P, Baldini C, Rocchi V, Bombardieri S. Anti-Sm and anti-RNP antibodies. Autoimmunity. 2005;38(1):47-54 8. Kwon OC, Park MC. Risk of systemic lupus erythematosus flares according to autoantibody positivity at the time of diagnosis. Sci Rep. 2023;13(1):3068 9. Llorente MJ, Jimenez J, Gonzalez C, et al. Effectiveness of different methods for anti-Sm antibody identification. A multicentre study. Clin Chem Lab Med. 2005;43(7):748-752 | Affinity-purified Sm antigens are bound to polystyrene microspheres, which are impregnated with fluorescent dyes to create a unique fluorescent signature. Sm antibodies, if present in diluted serum, bind to the Sm antigens on the microspheres. The microspheres are washed to remove extraneous serum proteins. Phycoerythrin (PE)-conjugated antihuman IgG antibody is then added to detect IgG anti-Sm bound to the microspheres. The microspheres are washed to remove unbound conjugate, and bound conjugate is detected by laser photometry. A primary laser reveals the fluorescent signature of each microsphere to distinguish it from microspheres that are labeled with other antigens, and a secondary laser reveals the level of PE fluorescence associated with each microsphere. Results are calculated by comparing the median fluorescence response for Sm microspheres to a 4-point calibration curve.(Package insert: Bioplex 2200 ANA Screen. Bio-Rad Laboratories; 02/2019) | 1 to 3 days | 14 days | This test has been cleared, approved, or is exempt by the US Food and Drug Administration and is used per manufacturer's instructions. Performance characteristics were verified by Mayo Clinic in a manner consistent with CLIA requirements. | 86235 | Sm Ab, IgG, S | 18323-6 | SM | Sm Ab, IgG, S | 18323-6
DHCRZ | Smith Lemli Opitz Syndrome, DHCR7 Gene, Full Gene Analysis, Varies | Follow up for abnormal biochemical results suggestive of Smith-Lemli-Opitz syndrome Establishing a molecular diagnosis for patients with Smith-Lemli-Opitz syndrome Identifying alterations withinDHCR7allowing for predictive testing of at-risk family members | Sequence Capture and Targeted Next-Generation Sequencing (NGS) followed by Polymerase Chain Reaction (PCR) and Sanger Sequencing | Yes | DHCR7 Gene, Full Gene Analysis | For skin biopsy or cultured fibroblast specimens, fibroblast culture testing will be performed at an additional charge. If viable cells are not obtained, the client will be notified. | Patient Preparation: A previous bone marrow transplant from an allogenic donor will interfere with testing. For instructions for testing patients who have received a bone marrow transplant, call 800-533-1710. Submit only 1 of the following specimens: Specimen Type:Whole blood Container/Tube:Lavender top (EDTA) or yellow top (ACD) Specimen Volume:3 mL Collection Instructions: 1. Invert several times to mix blood. 2. Send whole blood specimen in original tube.Do not aliquot. Specimen Stability Information:Ambient (preferred) 4 days/Refrigerated 14 days Specimen Type: Skin biopsy Supplies: Fibroblast Biopsy Transport Media (T115) Container/Tube: Sterile container with any standard cell culture media (eg, minimal essential media, RPMI 1640). The solution should be supplemented with 1% penicillin and streptomycin. Specimen Volume: 4-mm punch Specimen Stability Information: Refrigerated (preferred)/Ambient Additional Information:A separate culture charge will be assessed under CULFB / Fibroblast Culture for Biochemical or Molecular Testing. An additional 3 to 4 weeks is required to culture fibroblasts before genetic testing can occur. SpecimenType: Cultured fibroblast Container/Tube: T-25 flask SpecimenVolume: 2 Flasks CollectionInstructions: Submit confluent cultured fibroblast cells from a skin biopsy from another laboratory. Cultured cells from a prenatal specimen will not be accepted. Specimen Stability Information: Ambient (preferred)/Refrigerated (<24 hours) Additional Information:A separate culture charge will be assessed under CULFB / Fibroblast Culture for Biochemical or Molecular Testing. An additional 3 to 4 weeks is required to culture fibroblasts before genetic testing can occur. Specimen Type: Blood spot Supplies:Card-Blood Spot Collection (Filter Paper) (T493) Container/Tube: Preferred: Collection card (Whatman Protein Saver 903 Paper) Acceptable: PerkinElmer 226 (formerly Ahlstrom 226) filter paper or blood spot collection card Specimen Volume: 5 Blood spots Collection Instructions: 1.An alternative blood collection option for a patient older than 1 year is a fingerstick. For detailed instructions, seeHow to Collect Dried Blood Spot Samples. 2. Let blood dry on the filter paper at ambient temperature in a horizontal position for a minimum of 3 hours. 3. Do not expose specimen to heat or direct sunlight. 4. Do not stack wet specimens. 5. Keep specimen dry Specimen Stability Information: Ambient (preferred)/Refrigerated Additional Information: 1. Due to lower concentration of DNA yielded from blood spot, it is possible that additional specimen may be required to complete testing. 2. For collection instructions, seeBlood Spot Collection Instructions 3. For collection instructions in Spanish, seeBlood Spot Collection Card-Spanish Instructions(T777) 4. For collection instructions in Chinese, seeBlood Spot Collection Card-Chinese Instructions(T800) Specimen Type:Saliva Patient Preparation:Patient should not eat, drink, smoke, or chew gum 30 minutes prior to collection. Supplies:Saliva Swab Collection Kit (T786) Specimen Volume:1 Swab Collection Instructions:Collect and send specimen per kit instructions. Specimen Stability Information:Ambient 30 days Additional Information:Due to lower concentration of DNA yielded from saliva, it is possible that additional specimen may be required to complete testing. | See Specimen Required | Cholesterol plays an essential role in many cellular and developmental processes. In addition to its role as a membrane lipid, it is the precursor to numerous molecules that play important roles in cell growth and differentiation, protein glycosylation, and signaling pathways. The biosynthesis of cholesterol and its subsequent conversion to other essential compounds is complex, involving a number of intermediates and enzymes. Disorders that result from a deficiency of these enzymes lead to an accumulation of specific intermediates and inhibit the formation of important biomolecules. Clinical findings common to cholesterol biosynthesis disorders include congenital skeletal malformations, dysmorphic facial features, psychomotor retardation, and failure to thrive. Smith-Lemli-Opitz syndrome (SLO) is an autosomal recessive disorder caused by alterations in theDHCR7gene leading to a deficiency of the 7-dehydrocholesterol reductase enzyme. It is characterized biochemically by markedly increased plasma concentrations of 7-dehydrocholesterol (7-DHC) and 8-dehydrocholesterol (8-DHC) levels. Clinically, features can include microcephaly, growth retardation, developmental delay, dysmorphic facial features, cleft palate, limb abnormalities (especially 2-3 syndactyly of the toes and postaxial polydactyly), and heart and kidney malformations. The clinical spectrum ranges from mild to severe, with some mildly affected individuals presenting with only 2 to 3 toe syndactyly and mild cognitive impairment. SLO is inherited in an autosomal recessive manner, caused by disease-causing variants in both alleles of theDHCR7gene. The reported incidence is from 1 in 20,000 to 1 in 40,000, but it may be more prevalent due to underdiagnosis of mildly affected individuals. Measurement of cholesterol precursors in plasma (SLO / Smith-Lemli-Opitz Screen, Plasma) should be performed as a first-tier test to screen for SLO. Cholesterol supplementation may result in clinical improvement but is not curative. | An interpretive report will be provided. | All detected alterations are evaluated according to American College of Medical Genetics and Genomics recommendations.(1) Variants are classified based on known, predicted, or possible pathogenicity and reported with interpretive comments detailing their potential or known significance. | Clinical Correlations: Test results should be interpreted in the context of clinical findings, family history, and other laboratory data. Misinterpretation of results may occur if the information provided is inaccurate or incomplete. If testing was performed because of a clinically significant family history, it is often useful to first test an affected family member. Detection of at least one reportable variant in an affected family member would allow for more informative testing of at-risk individuals. To discuss the availability of additional testing options or for assistance in the interpretation of these results, contact the Mayo Clinic Laboratories genetic counselors at 800-533-1710. Technical Limitations: Next-generation sequencing may not detect all types of genomic variants. In rare cases, false-negative or false-positive results may occur. The depth of coverage may be variable for some target regions; assay performance below the minimum acceptable criteria or for failed regions will be noted. Given these limitations, negative results do not rule out the diagnosis of a genetic disorder. If a specific clinical disorder is suspected, evaluation by alternative methods can be considered. There may be regions of genes that cannot be effectively evaluated by sequencing or deletion and duplication analysis as a result of technical limitations of the assay, including regions of homology, high guanine-cytosine (GC) content, and repetitive sequences. Confirmation of select reportable variants will be performed by alternate methodologies based on internal laboratory criteria. This test is validated to detect 95% of deletions up to 75 base pairs (bp) and insertions up to 47 bp. Deletions-insertions (delins) of 40 or more bp, including mobile element insertions, may be less reliably detected than smaller delins. Deletion/Duplication Analysis: This analysis targets single and multi-exon deletions/duplications; however, in some instances single exon resolution cannot be achieved due to isolated reduction in sequence coverage or inherent genomic complexity. Balanced structural rearrangements (such as translocations and inversions) may not be detected. This test is not designed to detect low levels of mosaicism or to differentiate between somatic and germline variants. If there is a possibility that any detected variant is somatic, additional testing may be necessary to clarify the significance of results. For detailed information regarding gene specific performance and technical limitations, see Method Description or contact a laboratory genetic counselor. If the patient has had an allogeneic hematopoietic stem cell transplant or a recent heterologous blood transfusion, results may be inaccurate due to the presence of donor DNA. Call Mayo Clinic Laboratories for instructions for testing patients who have received a bone marrow transplant. Reclassification of Variants: Currently, it is not standard practice for the laboratory to systematically review previously classified variants on a regular basis. The laboratory encourages healthcare providers to contact the laboratory at any time to learn how the classification of a particular variant may have changed over time. Due to broadening genetic knowledge, it is possible that the laboratory may discover new information of relevance to the patient. Should that occur, the laboratory may issue an amended report. Variant Evaluation: Evaluation and categorization of variants are performed using published American College of Medical Genetics and Genomics and the Association for Molecular Pathology recommendations as a guideline.(1) Other gene-specific guidelines may also be considered. Variants are classified based on known, predicted, or possible pathogenicity and reported with interpretive comments detailing their potential or known significance. Variants classified as benign or likely benign are not reported. Multiple in silico evaluation tools may be used to assist in the interpretation of these results. The accuracy of predictions made by in silico evaluation tools is highly dependent upon the data available for a given gene, and periodic updates to these tools may cause predictions to change over time. Results from in silico evaluation tools should be interpreted with caution and professional clinical judgment. Rarely, incidental or secondary findings may implicate another predisposition or presence of active disease. These findings will be carefully reviewed to determine whether they will be reported. | 1. Richards S, Aziz N, Bale S, et al. Standards and guidelines for the interpretation of sequence variants: a joint consensus recommendation of the American College of Medical Genetics and Genomics and the Association for Molecular Pathology. Genet Med. 2015;17(5):405-424 2. Haas D, Herman GE, Hoffmann GF. Defects of cholesterol biosynthesis. In: Sarafoglou K, Hoffman GF, Roth KS, eds. Pediatric Endocrinology and Inborn Errors of Metabolism. 2nd ed. McGraw-Hill Education; 2017:413-426 3. Nowaczyk MJM, Wassif CA. Smith-Lemli-Opitz Syndrome. In: Adam MP, Ardinger HH, Pagon RA, et al, eds. GeneReviews [Internet]. University of Washington, Seattle; 1998. Updated January 30, 2020. Accessed March 8, 2024. Available at www.ncbi.nlm.nih.gov/books/NBK1143/ 4. Hall P, Michels V, Gavrilov D, et al. Aripiprazole and trazodone cause elevations of 7-dehydrocholesterol in the absence of Smith-Lemli-Opitz Syndrome. Mol Genet Metab. 2013;110(1-2):176-178 | Next-generation sequencing (NGS) and/or Sanger sequencing are performed to test for the presence of variants in coding regions and intron/exon boundaries ofDHCR7, as well as some other regions that have known disease-causing variants. The human genome reference GRCh37/hg19 build was used for sequence read alignment. At least 99% of the bases are covered at a read depth over 30X. Sensitivity is estimated to be over 99% for single nucleotide variants, over 94% for deletions-insertions (delins) less than 40 base pairs (bp), and over 95% for deletions up to 75 bp and insertions up to 47 bp. NGS and/or a polymerase chain reaction-based quantitative method is performed to test for the presence of deletions and duplications inDHCR7. There may be regions ofDHCR7that cannot be effectively evaluated by sequencing or deletion and duplication analysis as a result of technical limitations of the assay, including regions of homology, high guanine-cytosine (GC) content, and repetitive sequences. The reference transcript forDHCR7gene is NM_001360.2. Reference transcript numbers may be updated due to transcript re-versioning. Always refer to the final patient report for gene transcript information referenced at the time of testing. Confirmation of select reportable variants may be performed by alternate methodologies based on internal laboratory criteria.(Unpublished Mayo method) | 14 to 21 days | Whole blood: 2 weeks (if available); Extracted DNA: 3 months; Blood spots/Saliva:1 month | This test was developed and its performance characteristics determined by Mayo Clinic in a manner consistent with CLIA requirements. It has not been cleared or approved by the US Food and Drug Administration. | 8140588233-Tissue culture, skin, solid tissue biopsy (if appropriate)88240-Cryopreservation (if appropriate) | DHCR7 Gene, Full Gene Analysis | 99058-0 | 608715 | Released By | 18771-6
SLO | Smith-Lemli-Opitz Screen, Plasma | Diagnosing Smith-Lemli-Opitz syndrome (7-dehydrocholesterol reductase deficiency) | Gas Chromatography Mass Spectrometry (GC-MS) | Yes | Smith-Lemli-Opitz Scrn, P | Plasma | Collection Container/Tube: Preferred:Green top (sodium or lithium heparin) Acceptable:Lavender top (EDTA), pearl white top (EDTA plasma gel), yellow top (ACD solution A or B) Submission Container/Tube:Plastic vial Specimen Volume:0.5 mL Collection Instructions: 1. Centrifuge and aliquot plasma into plastic vial. 2. Send plasma frozen. | 0.1 mL | Cholesterol plays an essential role in many cellular and developmental processes. In addition to its role as a membrane lipid, it is the precursor to numerous molecules that play important roles in cell growth and differentiation, protein glycosylation, and signaling pathways. The biosynthesis of cholesterol and its subsequent conversion to other essential compounds is complex, involving a number of intermediates and enzymes. Disorders that result from a deficiency of these enzymes lead to an accumulation of specific intermediates and inhibit the formation of important biomolecules. Clinical findings common to cholesterol biosynthesis disorders include congenital skeletal malformations, dysmorphic facial features, psychomotor retardation, and failure to thrive. Smith-Lemli-Opitz syndrome (SLO) is an autosomal recessive disorder caused by variants in theDHCR7gene leading to a deficiency of the 7-dehydrocholesterol reductase enzyme. It is characterized biochemically by markedly increased plasma concentrations of 7-dehydrocholesterol and 8-dehydrocholesterol levels. Clinical features can include microcephaly, growth retardation, developmental delay, dysmorphic facial features, cleft palate, limb abnormalities (especially 2-3 syndactyly of the toes and postaxial polydactyly), and heart and kidney malformations. However, the clinical spectrum ranges from mild to severe with some mildly affected individuals presenting with only 2-3 toe syndactyly and mild cognitive impairment. The reported incidence is between 1 in 10,000 and 1 in 60,000, but it may be more prevalent due to underdiagnoses of mildly affected individuals. Other disorders of cholesterol biosynthesis, including desmosterolosis (desmosterol reductase deficiency) and sitosterolemia, may present with similar manifestations. These disorders can be detected biochemically by performing a quantitative profile of plasma sterols (STER / Sterols, Plasma). | 7-DEHYDROCHOLESTEROL < or =2.0 mg/L 8-DEHYDROCHOLESTEROL < or =0.3 mg/L | Elevated plasma concentrations of 7-dehydrocholesterol (7-DHC) and 8-dehydrocholesterol are highly suggestive of a biochemical diagnosis of Smith-Lemli-Opitz (SLO) syndrome. Mild elevations of these cholesterol precursors can be detected in patients with hypercholesterolemia and patients treated with some antipsychotic or antidepressant medications, including haloperidol, aripiprazole, and trazodone. However, the 7-DHC to cholesterol ratio is typically elevated only in patients with SLO syndrome. | On very rare occasions, 7-dehydrocholesterol(7-DHC)is not elevated in patients with Smith-Lemli-Opitz (SLO) syndrome. Cholesterol screening tests are unreliable for diagnosis for SLO syndrome. Some antipsychotic or antidepressant medications, such as aripiprazole and trazodone cause false elevations in7-DHC. | 1. Donoghue SE, Pitt JJ, Boneh A, White SM. Smith-Lemli-Opitz syndrome: clinical and biochemical correlates. J Pediatr Endocrinol Metab. 2018;31(4):451-459 2.Nowaczyk MJM, Wassif CA. Smith-Lemli-Opitz syndrome. In: Adam MP, Mirzaa GM, Pagon RA, et al., eds. GeneReviews [Internet]. University of Washington, Seattle; 1998. Updated January 30, 2020.Accesses November 02, 2023. Available at www.ncbi.nlm.nih.gov/books/NBK1143/ 3. Hall P, Michels V, Gavrilov D, et al. Aripiprazole and trazodone cause elevations of 7-dehydrocholesterol in the absence of Smith-Lemli-Opitz syndrome. Mol Genet Metab. 2013;110(1-2):176-178 4. Genaro-Mattos TC, Tallman KA, Allen LB, et al. Dichlorophenyl piperazines, including a recently-approved atypical antipsychotic, are potent inhibitors of DHCR7, the last enzyme in cholesterol biosynthesis. Toxicol Appl Pharmacol. 2018;349:21-28. doi:10.1016/j.taap.2018.04.029 | The plasma specimen is hydrolyzed and then extracted followed by evaporation to dryness under nitrogen. The sterols are derivatized and then analyzed using selected ion-monitoring electron impact gas chromatography mass spectrometry to quantitate 7-dehydrocholesterol and 8-dehydrocholesterol.(Unpublished Mayo method) | 3 to 7 days | 1 month | This test was developed and its performance characteristics determined by Mayo Clinic in a manner consistent with CLIA requirements. It has not been cleared or approved by the US Food and Drug Administration. | 82542 | Smith-Lemli-Opitz Scrn, P | 73852-6 | 610626 | 8-Dehydrocholesterol | 34671-8
SMN1Z | SMN1 Gene, Full Gene Analysis, Varies | Confirming a diagnosis of spinal muscular atrophy due to nucleotide variants inSMN1gene Second-tier carrier screening when there is a family history of spinal muscular atrophy, but an affected individual is not available for testing, or when disease-causing variants are unknown Second-tier carrier screeningfor the reproductive partner of a known SMA carrier | Polymerase Chain Reaction (PCR) followed by DNA Sequencing | Yes | SMN1 Full Gene Analysis | For skin biopsy or cultured fibroblast specimens, fibroblast culture testing will be performed at an additional charge. If viable cells are not obtained, the client will be notified. | Patient Preparation:A previous bone marrow transplant from an allogenic donor will interfere with testing. Call 800-533-1710 for instructions for testing patients who have received a bone marrow transplant. Submit only 1 of the following specimens: Specimen Type:Whole blood Container/Tube: Preferred:Lavender top (EDTA) or yellow top (ACD) Acceptable:Any anticoagulant Specimen Volume:3 mL Collection Instructions: 1. Invert several times to mix blood. 2. Send whole blood specimen in original tube.Do not aliquot. Specimen Stability Information:Ambient (preferred)/Refrigerated Specimen Type:Cultured fibroblasts Container/Tube:T-75 or T-25 flask Specimen Volume:1 Full T-75 or 2 full T-25 flasks Specimen Stability Information:Ambient (preferred)/Refrigerated <24 hours Additional Information:A separate culture charge will be assessed under CULFB / Fibroblast Culture for Biochemical or Molecular Testing. An additional 3 to 4 weeks is required to culture fibroblasts before genetic testing can occur. Supplies:Fibroblast Biopsy Transport Media (T115) Specimen Type:Skin biopsy Container/Tube:Sterile container with any standard cell culture media (eg, minimal essential media, RPMI 1640). The solution should be supplemented with 1% penicillin and streptomycin.). Specimen Volume:4-mm punch Specimen Stability Information:Refrigerated (preferred)/Ambient Additional Information:A separate culture charge will be assessed under CULFB / Fibroblast Culture for Biochemical or Molecular Testing. An additional 3 to 4 weeks is required to culture fibroblasts before genetic testing can occur. Supplies:Card - Blood Spot Collection (Filter Paper) (T493) Specimen Type:Blood spot Container/Tube: Preferred:Collection card (Whatman Protein Saver 903 Paper) Acceptable:PerkinElmer 226 (formerly Ahlstrom 226) filter paper or blood spot collection card Specimen Volume:5 Blood spots Collection Instructions: 1. An alternative blood collection option for a patient older than 1 year is a fingerstick. For detailed instructions, seeHow to Collect Dried Blood Spot Samples. 2. Let blood dry on the filter paper at ambient temperature in a horizontal position for a minimum of 3 hours.3. Do not expose specimen to heat or direct sunlight. 4. Do not stack wet specimens. 5. Keep specimen dry. Specimen Stability Information:Ambient (preferred)/Refrigerated Additional Information: 1. Due to lower concentration of DNA yielded from blood spot, it is possible that additional specimen may be required to complete testing. 2. For collection instructions, seeBlood Spot Collection Instructions 3. For collection instructions in Spanish, seeBlood Spot Collection Card-Spanish Instructions(T777) 4. For collection instructions in Chinese, seeBlood Spot Collection Card-Chinese Instructions(T800) | Blood: 1 mL Blood Spots: 3 punches 3-mm diameter | Spinal muscular atrophy (SMA) is an autosomal recessive neuromuscular disorder characterized by motor neuron degeneration leading to muscular atrophy with progressive paralysis. It is a genetically complex condition that is traditionally divided into 5 subtypes, depending on the age at which symptoms present and the motor milestones that are achieved. Presentation can range from in utero joint contractures and lack of fetal movement (type 0), to loss of ambulation in adolescence or adulthood (type IV). All patients with SMA develop symmetrical loss of muscle control, most commonly affecting proximal muscles.The American College of Medical Genetics and Genomics (ACMG) recommends offering SMA carrier screening to all couples, regardless of race or ethnicity, before conception or early in pregnancy. The most common form of SMA is associated with the loss of survival motor neuron (SMN) protein, which is encoded by 2 or more genes on chromosome 5. The majority of SMN protein is expressed by the survival motor neuron 1 (SMN1) gene, but a small portion of SMN is also contributed by the survival motor neuron 2 (SMN2) gene. Indeed,SMN1produces more than 90% of SMN protein, whileSMN2produces less than 10% of residual SMN protein.This occurs becauseSMN2differs fromSMN1by 5 nucleotides, 1 of which leads to alternative exon 7 splicing, and a reduction ofSMN2expression. Most individuals have 2 copies ofSMN1, but individuals with as many as 5 copies ofSMN1are detected. In addition, individuals may also have 0 to 5 copies ofSMN2. SMA is most commonly caused by a homozygous deletion of exon 7 inSMN1. However, some patients with this disorder may be compound heterozygotes, with a deletion of 1 copy ofSMN1and a nucleotide variant in the other allele. The severity of a patient's disease course is associated with the number of copies ofSMN2that are present, and 3 or moreSMN2copies are associated with a milder SMA phenotype. This test aims to specifically identify nucleotide variants inSMN1by direct sequencing and to distinguish these nucleotide variants from changes withinSMN2. However,SMN1exon 1 variants are still unable to be distinguished from changes withinSMN2exon 1. | An interpretive report will be provided. | All detected alterations are evaluated according to American College of Medical Genetics and Genomics recommendations.(1) Variants are classified based on known, predicted, or possible pathogenicity and reported with interpretive comments detailing their potential or known significance. | Variants detected inSMN1exon 1 cannot be distinguished from variants inSMN2exon 1. Therefore, additional molecular analyses are required to confirm results in this region. A small percentage of individuals who are carriers or have a diagnosis of spinal muscular atrophy may have a variant that is not identified by this method (eg, large genomic deletions, promoter alterations). The absence of a variant, therefore, does not eliminate the possibility of positive carrier status or the diagnosis of spinal muscular atrophy. For carrier testing, it is important to first document the presence of anSMN1gene variant in an affected family member. In some cases, DNA alterations of undetermined significance may be identified. Rare alterations exist that could lead to false-negative or false-positive results. If results obtained do not match the clinical findings, additional testing should be considered. Test results should be interpreted in the context of clinical findings, family history, and other laboratory data. Errors in the interpretation of results may occur if information given is inaccurate or incomplete. | 1. Richards S, Aziz N, Bale S, et al: Standards and guidelines for the interpretation of sequence variants: a joint consensus recommendation of the American College of Medical Genetics and Genomics and the Association for Molecular Pathology. Genet Med. 2015 May;17(5):405-424 2. Wirth B: An update of the mutation spectrum of the survival motor neuron gene (SMN1) in autosomal recessive spinal muscular atrophy (SMA). Hum Mutat. 2000;15:228-237 3. Clermont O, Burlet P, Benit P, et al: Molecular analysis of SMA patients without homozygous SMN1 deletions using a new strategy for identification of SMN1 subtle mutations. Hum Mutat. 2004;24:417-427 4. Kubo Y, Nishio H, Saito K: A new method for SMN1 and hybrid SMN gene analysis in spinal muscular atrophy using long-range PCR followed by sequencing. J Hum Genet. 2015;60: 233-239 5. Prior T, Leach ME, Finanger E: Spinal muscular atrophy. In: Adam MP, Ardinger HH, Pagon RA, et al, eds. Gene Reviews [Internet]. University of Washington, Seattle; 2000. Updated November 14, 2019. Accessed September 28, 2020. Available at www.ncbi.nlm.nih.gov/sites/books/NBK1352/ 6. The Human Gene Mutation Database (HGMD), Professional version 2017.2 from BIOBASE. A database of germline mutations in genes associated with human inherited disease. Accessed Sep 12, 2017. Available at https://portal.biobase-international.com/hgmd/pro/start.php | Long-range-PCR ofSMN1exons 2-8, followed by bidirectional Sanger sequence analysis for nucleotide variants in all protein-coding regions and intron/exon boundaries ofSMN1.SMN1exon 1 is PCR-amplified and bidirectionally Sanger-sequenced.(Unpublished Mayo method) | 14 to 20 days | Whole Blood: 2 weeks (if available); Extracted DNA: 3 months | This test was developed and its performance characteristics determined by Mayo Clinic in a manner consistent with CLIA requirements. It has not been cleared or approved by the US Food and Drug Administration. | 8133688233-Tissue culture, skin, or solid tissue biopsy (if appropriate)88240-Cryopreservation (if appropriate) | SMN1 Full Gene Analysis | 94221-9 | 602760 | Released By | 18771-6
SMAS | Smooth Muscle Antibody Screen, Serum | Evaluation of patients with hepatitis of unknown origin associated with hypergammaglobulinemia and/or abnormal liver enzymes | Indirect Immunofluorescence | Yes | Smooth Muscle Ab Screen, S | If smooth muscle antibody (SMA) screen is positive, then the SMA titer will be performed at an additional charge. | Supplies:Sarstedt Aliquot Tube, 5 mL (T914) Collection Container/Tube: Preferred:Serum gel Acceptable:Red top Specimen Volume:0.8 mL Collection Instructions:Centrifuge and aliquot serum into plastic vial | 0.4 mL | Autoimmune hepatitis (AIH) is a chronic disease resulting from immune-mediated liver injury with varied clinical manifestations.(1-2) The precise factors leading to disease initiation and perpetuation are unknown, but likely reflect a combination of genetic predisposition relating to defects in immunological control of autoreactivity, as well as environmental triggers, which precipitate a persistent breakdown in self-tolerance.(2) Initially, patients with AIH may be clinically asymptomatic, and are usually identified only through an incidental finding of abnormal liver function tests.(1-4) At a more advanced stage, patients may manifest with symptoms such as jaundice, pruritus, or ascites, which are secondary to the more extensive liver damage. As implied by the name, AIH has many characteristics of an autoimmune disease, including female predominance, hypergammaglobulinemia, association with specificHLAalleles, responsiveness to immunosuppression, and the presence of autoantibodies.(1-3) The clinical features of AIH are nonspecific and can be seen in variety of liver diseases such as drug/alcohol-associated hepatitis, viral hepatitis, and primary sclerosing cholangitis. Therefore, the diagnosis can be challenging. A set of diagnostic criteria for AIH has been published and includes the presence of various autoantibodies, elevated total IgG, evidence of hepatitis on liver histology, and absence of viral markers.(1,3,4) Based on the specific autoantibodies present, AIH can be categorized in three categories.(4) The most prevalent is AIH type 1, linked to the presence of smooth muscle autoantibodies (SMA), antinuclear antibodies (ANA) and perinuclear anti-neutrophil cytoplasmic antibodies. SMA are generally identified by indirect immunofluorescence using a smooth muscle substrate. The antigen specificity of SMA in the context of AIH has been identified as filamentous-actin (F-actin).(3) The combination of autoantibody serology, specifically SMA and anti-F-actin antibodies with liver histology and thorough clinical evaluation are useful in the evaluationof patients with suspected autoimmune hepatitis. SMAs are detected in up to 85% of patients with AIH, either alone or in conjunction with ANA.(1,4,5) The SMA titer can also contribute to International Autoimmune Hepatitis Group diagnostic score in patients with a probable or definite diagnosis of AIH.(1,4,5) These antibodies have also been reported in 33% to 65% of cases of primary biliary cholangitis/AIH overlap syndrome (6), the concomitant presence of SMA and AMA being highly suggestive in this setting. | Negative Reference values apply to all ages. | Positivity for smooth muscle antibodies (SMA) may help support a diagnosis of autoimmune hepatitis (AIH) following exclusion of other causes of hepatitis. A negative result for SMA does not exclude a diagnosis of AIH. | Serologic tests for autoantibodies, including smooth muscle antibodies (SMA), should not be relied upon exclusively to determine the etiology or prognosis of patients with liver disease. A positive result for SMA may occur in patients who do not have autoimmune hepatitis. A negative result does not exclude a diagnosis of autoimmune hepatitis. | 1. European Association for the Study of the Liver. EASL clinical practice guidelines: autoimmune hepatitis. J Hepatol. 2015; 63(4):971-1004 2.Mieli-Vergani G, Vergani D, Czaja AJ, et al. Autoimmune hepatitis. Nat Rev Dis Primers. 2018;4:18017. Published 2018 Apr 12. doi:10.1038/nrdp.2018.17 3.Sebode M, Weiler-Normann C, Liwinski T, Schramm C. Autoantibodies in Autoimmune Liver Disease-Clinical and Diagnostic Relevance. Front Immunol. 2018;9:609. Published 2018 Mar 27. doi:10.3389/fimmu.2018.00609 4.Terziroli Beretta-Piccoli B, Mieli-Vergani G, Vergani D. Autoimmune Hepatitis: Serum Autoantibodies in Clinical Practice. Clin Rev Allergy Immunol. 2022;63(2):124-137. doi:10.1007/s12016-021-08888-9 5. Bogdanos DP, Invernizzi P, Mackay IR, Vergani D. Autoimmune liver serology: current diagnostic and clinical challenges. World J Gastroenterol 2008;14:3374-87. 6.Muratori P, Granito A, Pappas G, et al. The serological profile of the autoimmune hepatitis/primary biliary cirrhosis overlap syndrome. Am J Gastroenterol. 2009;104(6):1420-1425. doi:10.1038/ajg.2009.126 | Both 1:40 (initial screening) and 1:20 dilutions of the patient's serum are added to fresh tissue from mouse stomach/kidney and incubated; fluorescein-conjugated antiglobulin is then added. The slides are read with a fluorescence microscope.(Package insert: Kallestad Mouse Stomach/Kidney. Bio-Rad Laboratories, Inc; 06/2022) | 2 to 4 days | 14 days | This test was developed and its performance characteristics determined by Mayo Clinic in a manner consistent with CLIA requirements. It has not been cleared or approved by the US Food and Drug Administration. | 86015 | Smooth Muscle Ab Screen, S | 26971-2 | 609515 | Smooth Muscle Ab Screen, S | 26971-2
SMAT | Smooth Muscle Antibody Titer, Serum | Antibody titer testing as a part of the evaluation of patients with hepatitis of unknown origin associated with hypergammaglobulinemia and/or abnormal liver enzymes | Only orderable as part of a reflex. For more information see SMAS / Smooth Muscle Antibody Screen, Serum. Indirect Immunofluorescence | Yes | Smooth Muscle Ab Titer, S | If the smooth muscle antibody (SMA) screen is equivocal or positive, then the SMA titer will be performed at an additional charge. | Only orderable as part of a reflex. For more information see SMAS / Smooth Muscle Antibody Screen, Serum. Supplies:Sarstedt Aliquot Tube, 5 mL (T914) Collection Container/Tube: Preferred:Serum gel Acceptable:Red top Submission Container/Tube:Plastic vial Specimen Volume:0.8 mL Collection Instructions:Centrifuge and aliquot serum into plastic vial | 0.4 mL | Autoimmune hepatitis (AIH) is a chronic disease resulting from immune-mediated liver injury with varied clinical manifestations (1,2) The precise factors leading to disease initiation and perpetuation are unknown, but likely reflect a combination of genetic predisposition relating to defects in immunological control of autoreactivity, as well as environmental triggers, which precipitate a persistent breakdown in self-tolerance.(2) Initially, patients with AIH may be clinically asymptomatic, and are usually identified only through an incidental finding of abnormal liver function tests.(1-4) At a more advanced stage, patients may manifest with symptoms such as jaundice, pruritus, or ascites, which are secondary to the more extensive liver damage. As implied by the name, AIH has many characteristics of an autoimmune disease, including female predominance, hypergammaglobulinemia, association with specificHLAalleles, responsiveness to immunosuppression, and the presence of autoantibodies.(1-3) The clinical features of AIH are nonspecific and can be seen in variety of liver diseases (drug/alcohol-associated hepatitis, viral hepatitis, primary sclerosing cholangitis, etc), the diagnosis can be challenging. A set of diagnostic criteria for AIH has been published and includes the presence of various autoantibodies, elevated total IgG, evidence of hepatitis on liver histology, and absence of viral markers.(1,3,4) Based on the specific autoantibodies present, AIH can be categorized in three categories.(4) The most prevalent is AIH type 1, linked to the presence of smooth muscle autoantibodies,(SMA) antinuclear antibodies (ANA) and perinuclear anti-neutrophil cytoplasmic antibodies. SMA are generally identified by indirect immunofluorescence using a smooth muscle substrate. The antigen specificity of SMA in the context of AIH has been identified as filamentous-actin (F-actin).(3) The combination of autoantibody serology, specifically SMA and anti-F-actin antibodies with liver histology and thorough clinical evaluation are useful in the evaluationof patients with suspected autoimmune hepatitis. SMA are detected in up to 85% of patients with AIH, either alone or in conjunction with ANA.(1,4,5) The SMA titer can also contribute to International Autoimmune Hepatitis Group diagnostic score in patients with a probable or definite diagnosis of AIH.(1,4,5) These antibodies have also been reported in 33% to 65% of cases of primary biliary cholangitis/AIH overlap syndrome(6), the concomitant presence of SMA and AMA being highly suggestive in this setting. | Only orderable as part of a reflex. For more information see SMAS / Smooth Muscle Antibody Screen, Serum. Negative Reference values apply to all ages. | Positivity for smooth muscle antibodies (SMA) may help support a diagnosis of autoimmune hepatitis (AIH) following exclusion of other causes of hepatitis. A negative result for SMA does not exclude a diagnosis of AIH. | Serologic tests for autoantibodies, including smooth muscle antibodies (SMA), should not be relied upon exclusively to determine the etiology or prognosis of patients with liver disease. A positive result for SMA may occur in patients who do not have autoimmune hepatitis. A negative result does not exclude a diagnosis of autoimmune hepatitis. | 1. European Association for the Study of the Liver. EASL clinical practice guidelines: autoimmune hepatitis. J Hepatol. 2015;63(4):971-1004 2. Mieli-Vergani G, Vergani D, Czaja AJ, et al. Autoimmune hepatitis. Nat Rev Dis Primers. 2018;4:18017 3. Sebode M, Weiler-Normann C, Liwinski T, Schramm C. Autoantibodies in autoimmune liver disease-clinical and diagnostic relevance. Front Immunol. 2018;9:609 4. Terziroli Beretta-Piccoli B, Mieli-Vergani G, Vergani D. Autoimmune hepatitis: Serum autoantibodies in clinical practice. Clin Rev Allergy Immunol. 2022;63(2):124-137 5. Bogdanos DP, Invernizzi P, Mackay IR, Vergani D. Autoimmune liver serology: current diagnostic and clinical challenges. World J Gastroenterol. 2008;14(21):3374-3387 6. Muratori P, Granito A, Pappas G, et al. The serological profile of the autoimmune hepatitis/primary biliary cirrhosis overlap syndrome. Am J Gastroenterol. 2009;104(6):1420-1425 | Serial dilutions of the patient's serum are added to fresh tissue from mouse stomach/kidney and incubated; fluorescein-conjugated antiglobulin is then added. The slides are read with a fluorescence microscope.(Package insert: Kallestad Mouse Stomach/Kidney. Bio-Rad Laboratories, Inc; 06/2022) | 2 to 4 days | 14 days | This test was developed and its performance characteristics determined by Mayo Clinic in a manner consistent with CLIA requirements. It has not been cleared or approved by the US Food and Drug Administration. | 86015 | Smooth Muscle Ab Titer, S | 5358-7 | 608956 | Smooth Muscle Ab Titer, S | 5358-7
SMOTH | Smoothelin Immunostain, Technical Component Only | Distinguishing muscularis mucosae from muscularis propria | Immunohistochemistry (IHC) | Yes | Smoothelin IHC, Tech Only | For the initial technical component only immunohistochemical (IHC) stain performed, the appropriate bill-only test ID will be reflexed and charged (IHTOI). For each additional technical component only IHC stain performed, an additional bill-only test ID will be reflexed and charged (IHTOA). | Supplies:Immunostain Technical Only Envelope (T693) Specimen Type:Tissue Container/Tube:Immunostain Technical Only Envelope Preferred:2 Unstained positively charged glass slide (25- x 75- x 1-mm) per test ordered; sections 4-microns thick. Acceptable:Formalin-fixed, paraffin-embedded tissue block |  | Smoothelin is a smooth muscle-specific marker expressed only in terminally differentiated smooth muscle cells as part of the cytoskeleton. It is expressed normally in the smooth muscle of the muscularis of the bowel as well as in smooth muscle in other organs. |  | This test does not include pathologist interpretation, only technical performance of the stain. If interpretation is required, order PATHC / Pathology Consultation for a full diagnostic evaluation or second opinion of the case. The positive and negative controls are verified as showing appropriate immunoreactivity. If a control tissue is not included on the slide, a scanned image of the relevant quality control tissue is available upon request; call 855-516-8404. Interpretation of this test should be performed in the context of the patient's clinical history and other diagnostic tests by a qualified pathologist. | Age of a cut paraffin section can affect immunoreactivity. Stability thresholds vary widely among published literature and are antigen dependent. Best practice is for paraffin sections to be cut within 6 weeks. | 1. Paner GP, Brown JG, Lapetino S, et al. Diagnostic use of antibody to smoothelin in the recognition of muscularis propria in transurethral resection of urinary bladder tumor (TURBT) specimens. Am J Surg Pathol. 2010;34(6):792-799 2. Miyamoto H, Sharma RB, Illei PB, Epstein JI. Pitfalls in the use of smoothelin to identify muscularis propria invasion by urothelial carcinoma. Am J Surg Pathol. 2010;34(3):418-422 3. Bovio IM, Al-Quran SZ, Rosser CJ, Algood CB, Drew PA, Allan RW. Smoothelin immunohistochemistry is a useful adjunct for assessing muscularis propria invasion in bladder carcinoma. Histopathology. 2010;56(7):951-956 4. Paner GP, Shen SS, Lapetino S, et al. Diagnostic utility of antibody to smoothelin in the distinction of muscularis propria from muscularis mucosae of the urinary bladder: a potential ancillary tool in the pathologic staging of invasive urothelial carcinoma. Am J Surg Pathol. 2009;33(1):91-98 5. Magaki S, Hojat SA, Wei B, So A, Yong WH. An introduction to the performance of immunohistochemistry. Methods Mol Biol. 2019;1897:289-298. doi:10.1007/978-1-4939-8935-5 | Immunohistochemistry on sections of paraffin-embedded tissue.(Unpublished Mayo method) | 1 to 3 days | Until staining is complete. | This test has been cleared, approved, or is exempt by the US Food and Drug Administration and is used per manufacturer's instructions. Performance characteristics were verified by Mayo Clinic in a manner consistent with CLIA requirements. |  | Smoothelin IHC, Tech Only | Order only;no result | 70864 | Smoothelin IHC, Tech Only | Bill only; no result
FCRNS | Smut Corn (Ustilago maydis) IgE |  | Enzyme Immunoassay (EIA) | Yes | Smut Corn (Ustilago maydis) IgE | Serum | Specimen Type: Serum Container/Tube: Red or SST Specimen Volume: 0.5 mL Collection Instructions: Draw blood in a plain red-top tube(s), serum gel tube is acceptable. Spin down and send 0.5 mL of serum refrigerated in a plastic vial. | 0.5 mL |  | <0.35 kU/L | Class IgE (kU/L) Comment 0 <0.35 Below Detection 1 0.35-0.69 Low Positive 2 0.70-3.49 Moderate Positive 3 3.50-17.49 Positive 4 17.50-49.99 Strong Positive 5 >49.99 Very Strong Positive |  |  |  | 4 to 7 days |  | This test was developed and its performance characteristics determined by Eurofins Viracor. It has not been cleared or approved by the U.S. Food and Drug Administration. | 86003 | Smut Corn (Ustilago maydis) IgE | 7703-2 | Z4041 | CLASS | Not Provided
SNAIL | Snail, IgE, Serum | Establishing the diagnosis of an allergy to snail Defining the allergen responsible for eliciting signs and symptoms Identifying allergens: -Responsible for allergic response and/or anaphylactic episode -To confirm sensitization prior to beginning immunotherapy -To investigate the specificity of allergic reactions to insect venom allergens, drugs, or chemical allergens Testing for IgE antibodies isnot usefulin patients previously treated with immunotherapy to determine if residual clinical sensitivity exists, or in patients in whom the medical management does not depend upon identification of allergen specificity. | Fluorescence Enzyme Immunoassay (FEIA) | Yes | Snail, IgE | Serum | Collection Container/Tube: Preferred:Serum gel Acceptable:Red top Submission Container/Tube:Plastic vial Specimen Volume:0.5 mL for every 5 allergens requested Collection Instructions:Centrifuge and aliquot serum into a plastic vial. | For 1 allergen: 0.3 mL For more than 1 allergen: (0.05 mL x number of allergens) + 0.25 mL dead space | Clinical manifestations of immediate hypersensitivity (allergic) diseases are caused by the release of proinflammatory mediators (histamine, leukotrienes, and prostaglandins) from IgE-sensitized effector cells (mast cells and basophils) when cell-bound IgE antibodies interact with an allergen. In vitro serum testing for IgE antibodies provides an indication of the immune response to allergens that may be associated with allergic disease. The allergens chosen for testing often depend upon the age of the patient, history of allergen exposure, season of the year, and clinical manifestations. In individuals predisposed to develop allergic disease, the sequence of sensitization and clinical manifestations proceed as follows: eczema and respiratory disease (rhinitis and bronchospasm) in infants and children less than 5 years due to food sensitivity (milk, egg, soy, and wheat proteins) followed by respiratory disease (rhinitis and asthma) in older children and adults due to sensitivity to inhalant allergens (dust mite, mold, and pollen inhalants). | Class,IgE kU/L,Interpretation, 0,<0.10,Negative, 0/1,0.10-0.34,Borderline/equivocal, 1,0.35-0.69,Equivocal, 2,0.70-3.49,Positive, 3,3.50-17.4,Positive, 4,17.5-49.9,Strongly positive, 5,50.0-99.9,Strongly positive, 6,> or =100,Strongly positive, | Detection of IgE antibodies in serum (class 1 or greater) indicates an increased likelihood of allergic disease as opposed to other etiologies and defines the allergens that may be responsible for eliciting signs and symptoms. The level of IgE antibodies in serum varies directly with the concentration of IgE antibodies expressed as a class score or kU/L. | Testing for IgE antibodies is not useful in patients previously treated with immunotherapy to determine if residual clinical sensitivity exists or in patients in whom the medical management does not depend upon identification of allergen specificity. Some individuals with clinically insignificant sensitivity to allergens may have measurable levels of IgE antibodies in serum, and test results must be interpreted in the clinical context. False-positive results for IgE antibodies may occur in patients with markedly elevated serum IgE (>2500 kU/L) due to nonspecific binding to allergen solid phases. | Homburger HA, Hamilton RG: Allergic diseases. In: McPherson RA, Pincus MR, eds. Henry's Clinical Diagnosis and Management by Laboratory Methods. 23rd ed. Elsevier; 2017:1057-1070 | Specific IgE from the patient's serum reacts with the allergen of interest, which is covalently coupled to an ImmunoCAP. After washing away nonspecific IgE, enzyme-labeled anti-IgE antibody is added to form a complex. After incubation, unbound anti-IgE is washed away, and the bound complex incubated with a developing agent. After stopping the reaction, the fluorescence of the eluate is measured. Fluorescence is proportional to the amount of specific IgE present in the patient's sample (ie, the higher the fluorescence value, the more IgE antibody is present).(Package insert: ImmunoCAP System Specific IgE FEIA. Phadia; Rev 06/2020) | Same day/1 to 3 days | 14 days | This test was developed and its performance characteristics determined by Mayo Clinic in a manner consistent with CLIA requirements. It has not been cleared or approved by the US Food and Drug Administration. | 86003 | Snail, IgE | 11200-3 | SNAIL | Snail, IgE | 11200-3
SOD1Z | SOD1 Gene, Full Gene Analysis, Varies | Establishing a molecular diagnosis for patients with amyotrophic lateral sclerosis (ALS) Identifying variants withinSOD1known to be associated with ALS, allowing for predictive testing of at-risk family members | Sequence Capture and Targeted Next-Generation Sequencing followed by Polymerase Chain Reaction (PCR) and Sanger Sequencing | Yes | SOD1 Gene, Full Gene Analysis | Varies | Patient Preparation:A previous bone marrow transplant from an allogenic donor will interfere with testing. For instructions for testing patients who have received a bone marrow transplant, call 800-533-1710. Specimen Type:Whole blood Container/Tube:Lavender top (EDTA) or yellow top (ACD) Acceptable:Any anticoagulant Specimen Volume:3 mL Collection Instructions: 1. Invert several times to mix blood. 2. Send whole blood specimen in original tube.Do not aliquot. Specimen Stability Information:Ambient (preferred)/Refrigerated Additional Information: To ensure minimum volume and concentration of DNA is met, the preferred volume of blood must be submitted. Testing may be canceled if DNA requirements are inadequate. | 1 mL | Amyotrophic lateral sclerosis (ALS) is a motor neuron disease with progressive loss of upper and lower motor neurons. ALS typically presents with progressive muscle wasting, hyperreflexia, and spasticity. Death from respiratory failure usually occurs within 3 to 5 years of disease onset. TheSOD1gene is the second most commonly known cause of familial ALS (fALS) and is reported to occur in around 12% of fALS cases. Variants inSOD1are believed to cause ALS through a toxic gain-of-function caused by aggregation of misfolded SOD1 protein. Although most cases of SOD1-related fALS are inherited in an autosomal dominant manner, rare cases with autosomal recessive inheritance have been reported. | An interpretive report will be provided. | All detected variants are evaluated according to American College of Medical Genetics and Genomics recommendations.(1) Variants are classified based on known, predicted, or possible pathogenicity and reported with interpretive comments detailing their potential or known significance. | Clinical Correlations: Test results should be interpreted in the context of clinical findings, family history, and other laboratory data. Misinterpretation of results may occur if the information provided is inaccurate or incomplete. If testing was performed because of a clinically significant family history, it is often useful to first test an affected family member. Detection of a reportable variant in an affected family member would allow for more informative testing of at-risk individuals. To discuss the availability of additional testing options or for assistance in the interpretation of these results, contact the Mayo Clinic Laboratories genetic counselors at 800-533-1710. Technical Limitations: Next-generation sequencing may not detect all types of genomic variants. In rare cases, false-negative or false-positive results may occur. The depth of coverage may be variable for some target regions; assay performance below the minimum acceptable criteria or for failed regions will be noted. Given these limitations, negative results do not rule out the diagnosis of a genetic disorder. If a specific clinical disorder is suspected, evaluation by alternative methods can be considered. There may be regions of genes that cannot be effectively evaluated by sequencing or deletion and duplication analysis as a result of technical limitations of the assay, including regions of homology, high guanine-cytosine (GC) content, and repetitive sequences. Confirmation of select reportable variants will be performed by alternate methodologies based on internal laboratory criteria. This test is validated to detect 95% of deletions up to 75 base pairs (bp) and insertions up to 47 bp. Deletions-insertions (delins) of 40 or more bp, including mobile element insertions, may be less reliably detected than smaller delins. Deletion/Duplication Analysis: This analysis targets single and multi-exon deletions/duplications; however, in some instances single exon resolution cannot be achieved due to isolated reduction in sequence coverage or inherent genomic complexity. Balanced structural rearrangements (such as translocations and inversions) may not be detected. This test is not designed to detect low levels of mosaicism or to differentiate between somatic and germline variants. If there is a possibility that any detected variant is somatic, additional testing may be necessary to clarify the significance of results. For detailed information regarding gene specific performance and technical limitations, see Method Description or contact a laboratory genetic counselor. If the patient has had an allogeneic hematopoietic stem cell transplant or a recent blood transfusion, results may be inaccurate due to the presence of donor DNA. Call Mayo Clinic Laboratories for instructions for testing patients who have received a bone marrow transplant. Reclassification of Variants: Currently, it is not standard practice for the laboratory to systematically review previously classified variants on a regular basis. The laboratory encourages healthcare providers to contact the laboratory at any time to learn how the classification of a particular variant may have changed over time. Due to broadening genetic knowledge, it is possible that the laboratory may discover new information of relevance to the patient. Should that occur, the laboratory may issue an amended report. Variant Evaluation: Evaluation and categorization of variants are performed using published American College of Medical Genetics and Genomics and the Association for Molecular Pathology recommendations as a guideline.(1) Other gene-specific guidelines may also be considered. Variants are classified based on known, predicted, or possible pathogenicity and reported with interpretive comments detailing their potential or known significance. Variants classified as benign or likely benign are not reported. Multiple in silico evaluation tools may be used to assist in the interpretation of these results. The accuracy of predictions made by in silico evaluation tools is highly dependent upon the data available for a given gene, and periodic updates to these tools may cause predictions to change over time. Results from in silico evaluation tools should be interpreted with caution and professional clinical judgment. Rarely, incidental or secondary findings may implicate another predisposition or presence of active disease. These findings will be carefully reviewed to determine whether they will be reported. | 1. Richards S, Aziz N, Bale S, et al. Standards and guidelines for the interpretation of sequence variants: a joint consensus recommendation of the American College of Medical Genetics and Genomics and the Association for Molecular Pathology. Genet Med. 2015;17(5):405-424 2. Roggenbuck J, Quick A, Kolb SJ. Genetic testing and genetic counseling for amyotrophic lateral sclerosis: an update for clinicians. Genet Med. 2017;19(3):267-274 | Next-generation sequencing (NGS) and/or Sanger sequencing are performed to test for the presence of variants in coding regions and intron/exon boundaries ofSOD1, as well as some other regions that have known disease-causing variants. The human genome reference GRCh37/hg19 build was used for sequence read alignment. At least 99% of the bases are covered at a read depth over 30X. Sensitivity is estimated at above 99% for single nucleotide variants, above 94% for deletions-insertions (delins) less than 40 base pairs (bp), above 95% for deletions up to 75 bp and insertions up to 47 bp. NGS and/or a polymerase chain reaction-based quantitative method is performed to test for the presence of deletions and duplications inSOD1. There may be regions ofSOD1that cannot be effectively evaluated by sequencing or deletion and duplication analysis as a result of technical limitations of the assay, including regions of homology, high guanine-cytosine (GC) content, and repetitive sequences.(Unpublished Mayo method) The reference transcript forSOD1gene is NM_000454.4. Reference transcript numbers may be updated due to transcript re-versioning. Always refer to the final patient report for gene transcript information referenced at the time of testing. Confirmation of select reportable variants may be performed by alternate methodologies based on internal laboratory criteria. | 14 to 21 days | Whole Blood: 2 weeks (if available); Extracted DNA: 3 months | This test was developed and its performance characteristics determined by Mayo Clinic in a manner consistent with CLIA requirements. It has not been cleared or approved by the US Food and Drug Administration. | 81404 | SOD1 Gene, Full Gene Analysis | 49710-7 | 617752 | Released By | 18771-6
NAU | Sodium, 24 Hour, Urine | Assessing acid-base balance, water balance, water intoxication,and dehydration | Potentiometric, Indirect Ion-Selective Electrode | Yes | Sodium, 24 HR, U | Urine | Supplies:Sarstedt 5 mL Aliquot Tube (T914) Collection Container/Tube:24-hour graduated urine container with no metal cap or glued insert Submission Container/Tube:Plastic tube or a clean, plastic aliquot container with no metal cap or glued insert Specimen Volume:5 mL Collection Instructions: 1. Collect urine for 24 hours. 2. Refrigerate specimen within 4 hours of completion of 24-hour collection. Additional Information:SeeUrine Preservatives-Collection and Transportation for 24-Hour Urine Specimensfor multiple collections. | 1 mL | Sodium (Na+) is the primary extracellular cation. Sodium is responsible for almost one half the osmolality of the plasma and, therefore, plays a central role in maintaining the normal distribution of water and the osmotic pressure in the extracellular fluid compartment. The amount of Na+ in the body is a reflection of the balance between Na+ intake and output. The normal daily diet contains 8 to 15 grams of sodium chloride (NaCl) which is nearly completely absorbed from the gastrointestinal tract. The body requires only 1 to 2 mmol/day, and the excess is excreted by the kidneys, which are the ultimate regulators of the amount of Na+ (and thus water) in the body. Sodium is freely filtered by the glomeruli. Approximately 70% to 80% of the filtered Na+ is actively reabsorbed in the proximal tubules, with chloride and water passively following in an iso-osmotic and electrically neutral manner. Another 20% to 25% is reabsorbed in the loop of Henle along with chloride and more water. In the distal tubules, interaction of the adrenocortical hormone aldosterone with the coupled sodium-potassium and sodium-hydrogen exchange systems directly results in the reabsorption of Na+ and indirectly of chloride from the remaining 5% to 10% of the filtered load. It is the regulation of this latter fraction of filtered Na+ that determines the amount of Na+ excreted in the urine. | > or =18 years: 22-328 mmol/24 hours Reference values have not been established for patients who are less than 18 years of age. | Urinary sodium (Na+) excretion varies with dietary intake, and there is a large diurnal variation with the rate of Na+ excretion during the night, being only 20% of the peak rate during the day. Sodium may be lost in the kidneys as a result of diuretic therapy, salt-losing nephropathies, or adrenal insufficiency, with the urinary Na+ concentration usually more than 20 mEq/L. In these hypovolemic states, urine Na+ values <10 mEq/L indicate extrarenal Na+ loss. In hypervolemic states, a low urine Na+ (<10 mEq/L) may indicate nephrotic syndrome in addition to non-kidney causes. | No significant cautionary statements. | Delaney MP, Lamb EJ: Kidney disease. In: Rifai NF, Horvath AR, Wittwer CT, eds. Tietz Textbook of Clinical Chemistry and Molecular Diagnostics. 6th ed. Elsevier; 2018:1308-1309 | The ion-selective electrode (ISE) module performs indirect measurement of electromotive force (EMF). The ISE module measures the EMF difference between an ISE and a reference electrode. The EMF of the ISE is dependent on the ion concentration of the sample. The EMF of the reference electrode is constant. An electronic calculation circuit converts EMF of the sample to the ion concentration of the sample.(Package insert: Sodium. Roche Diagnostics;V14.002/2018) | Same day/1 to 2 days | 1 week | This test has been cleared, approved, or is exempt by the US Food and Drug Administration and is used per manufacturer's instructions. Performance characteristics were verified by Mayo Clinic in a manner consistent with CLIA requirements. | 84300 | Sodium, 24 HR, U | 2956-1 | NACN | Sodium Concentration | 21525-1
RNAUR | Sodium, Random, Urine | Assessing acid-base balance, water balance, water intoxication,and dehydration | Potentiometric, Indirect Ion-Selective Electrode (ISE) | Yes | Sodium, Random, U | Urine | Supplies:Sarstedt 5 mL Aliquot Tube (T914) Container/Tube:Plastic, 5-mL tube Specimen Volume:4 mL Collection Instructions: 1. Collect a random urine specimen. 2. No preservative. | 1 mL | Sodium (Na+) is the primary extracellular cation. Na+ is responsible for almost one-half the osmolality of the plasma and, therefore, plays a central role in maintaining the normal distribution of water and the osmotic pressure in the extracellular fluid compartment. The amount of Na+ in the body is a reflection of the balance between Na+ intake and output. The normal daily diet contains 8 to 15 grams of sodium chloride (NaCl), which is nearly completely absorbed from the gastrointestinal tract. The body requires only 1 to 2 mmol/day, and the excess is excreted by the kidneys, which are the ultimate regulators of the amount of Na+ (and thus water) in the body. Na+ is freely filtered by the glomeruli. Approximately 70% to 80% of the filtered Na+ is actively reabsorbed in the proximal tubules with chloride and water passively following in an iso-osmotic and electrically neutral manner. Another 20% to 25% is reabsorbed in the loop of Henle along with chloride and more water. In the distal tubules, interaction of the adrenocortical hormone aldosterone with the coupled sodium-potassium and sodium-hydrogen exchange systems directly results in the reabsorption of Na+ and indirectly of chloride from the remaining 5% to 10% of the filtered load. It is the regulation of this latter fraction of filtered Na+ that determines the amount of Na+ excreted in the urine. | No established reference values. Random urine sodium may be interpreted in conjunction with serum sodium, using both values to calculate fractional excretion of sodium. The calculation for fractional excretion (FE) of sodium (Na) is FE(Na)= ([Na(urine)XCreat(serum)]/[Na(serum)XCreat(urine)])X100 | Urinary sodium (Na+) excretion varies with dietary intake, and there is a large diurnal variation with the rate of Na+ excretion during the night being only 20% of the peak rate during the day. Na+ may be lost in the kidneys as a result of diuretic therapy, salt-losing nephropathies, or adrenal insufficiency, with the urinary Na+ concentration usually more than 20 mEq/L. In these hypovolemic states, urine Na+ values less than 10 mEq/L indicate extrarenal Na+ loss. In hypervolemic states, a low urine Na+ (<10 mEq/L) may indicate nephrotic syndrome in addition to non-kidney causes. | No significant cautionary statements. | 1. Delaney MP, Lamb EJ: Kidney disease.In: Rifai N, Horwath AR, Wittwer CT, eds. Tietz Textbook of Clinical Chemistry and Molecular Diagnostics. 6th ed. Elsevier; 2018:1308-1309 | The ion-selective electrode (ISE) module performs indirect measurement of electromotive force (EMF). The ISE module measures the EMF difference between an ion-selective electrode and a reference electrode. The EMF of the ion-selective electrode is dependent on the ion concentration of the sample. The EMF of the reference electrode is constant. An electronic calculation circuit converts EMF of the sample to the ion concentration of the sample.(Package insert: Sodium. Roche Diagnostics; V14.0, 02/2018) | Same day/1 to 2 days | 7 days | This test has been cleared, approved, or is exempt by the US Food and Drug Administration and is used per manufacturer's instructions. Performance characteristics were verified by Mayo Clinic in a manner consistent with CLIA requirements. | 84300 | Sodium, Random, U | 2955-3 | RNAUR | Sodium, Random, U | 2955-3
NAS | Sodium, Serum | Assessing acid-base balance, water balance, water intoxication, and dehydration | Potentiometric, Indirect Ion-Selective Electrode | Yes | Sodium, S | Serum | Collection Container/Tube: Preferred:Serum gel Acceptable:Red top Submission Container/Tube:Plastic vial Specimen Volume:0.5 mL Collection Instructions: 1. Serum gel tubes should be centrifuged within 2 hours of collection. 2. Red-top tubes should be centrifuged, and the serum aliquoted into a plastic vial within 2 hours of collection. | 0.25 mL | Sodium is the primary extracellular cation. Sodium is responsible for almost one-half the osmolality of the plasma and, therefore, plays a central role in maintaining the normal distribution of water and the osmotic pressure in the extracellular fluid compartment. The amount of sodium in the body is a reflection of the balance between sodium intake and output. Hyponatremia (low sodium) is a predictable consequence of decreased intake of sodium, particularly that precipitated or complicated by unusual losses of sodium from the gastrointestinal tract (eg, vomiting and diarrhea), kidneys, or sweat glands. Renal loss may be caused by inappropriate choice, dose, or use of diuretics; by primary or secondary deficiency of aldosterone and other mineralocorticoids; or by severe polyuria. It is common in metabolic acidosis. Hyponatremia also occurs in nephrotic syndrome, hypoproteinemia, primary and secondary adrenocortical insufficiency, and congestive heart failure. Symptoms of hyponatremia are a result of brain swelling and range from weakness to seizures, coma, and death. Hypernatremia (high sodium) is often attributable to excessive loss of sodium-poor body fluids. Hypernatremia is often associated with hypercalcemia and hypokalemia and is seen in liver disease, cardiac failure, pregnancy, burns, and osmotic diuresis. Other causes include decreased production of antidiuretic hormone (ADH; also known as vasopressin) or decreased tubular sensitivity to the hormone (ie, diabetes insipidus), inappropriate forms of parenteral therapy with saline solutions, or high salt intake without corresponding intake of water. Hypernatremia occurs in dehydration, increased renal sodium conservation in hyperaldosteronism, Cushing syndrome, and diabetic acidosis. Severe hypernatremia may be associated with volume contraction, lactic acidosis, and increased hematocrit. Symptoms of hypernatremia range from thirst to confusion, irritability, seizures, coma, and death. | <1 year: not established > or =1 year: 135-145 mmol/L | Symptoms of hyponatremia depend primarily upon the rate of change in sodium concentration, rather than the absolute level. Typically, sodium values less than 120 mEq/L result in weakness; values less than 100 mEq/L result in bulbar or pseudobulbar palsy; and values between 90 and 105 mEq/L result in severe signs and symptoms of neurological impairment. Symptoms associated with hypernatremia depend upon the degree of hyperosmolality present. | No significant cautionary statements | Tietz Textbook of Clinical Chemistry. Edited by CA Burtis, ER Ashwood. WB Saunders Company. Philadelphia, PA, 1994 | Ion-selective electrode (ISE) (indirect potentiometry). The ISE module performs indirect measurement of electromotive force (EMF). The ISE module measures the EMF difference between an ion-selective electrode and a reference electrode. The EMF of the ion-selective electrode is dependent on the ion concentration of the sample. The EMF of the reference electrode is constant. An electronic calculation circuit converts EMF of the sample to the ion concentration of the sample.(Package insert: Roche Diagnostics ISE reagent; Indianapolis, IN, 2006) | Same day/1 to 2 days | 1 week | This test has been cleared, approved, or is exempt by the US Food and Drug Administration and is used per manufacturer's instructions. Performance characteristics were verified by Mayo Clinic in a manner consistent with CLIA requirements. | 84295 | Sodium, S | 2951-2 | NAS | Sodium, S | 2951-2
SOLEF | Sole, IgE, Serum | Establishing the diagnosis of an allergy to sole Defining the allergen responsible for eliciting signs and symptoms Identifying allergens: -Responsible for allergic response and/or anaphylactic episode -To confirm sensitization prior to beginning immunotherapy -To investigate the specificity of allergic reactions to insect venom allergens, drugs, or chemical allergens Testing for IgE antibodies isnot usefulin patients previously treated with immunotherapy to determine if residual clinical sensitivity exists, or in patients in whom the medical management does not depend upon identification of allergen specificity. | Fluorescence Enzyme Immunoassay (FEIA) | Yes | Sole, IgE | Serum | Collection Container/Tube: Preferred:Serum gel Acceptable:Red top Submission Container/Tube:Plastic vial Specimen Volume:0.5 mL for every 5 allergens requested Collection Instructions:Centrifuge and aliquot serum into a plastic vial. | For 1 allergen: 0.3 mL For more than 1 allergen: (0.05 mL x number of allergens) + 0.25 mL dead space | Clinical manifestations of immediate hypersensitivity (allergic) diseases are caused by the release of proinflammatory mediators (histamine, leukotrienes, and prostaglandins) from IgE-sensitized effector cells (mast cells and basophils) when cell-bound IgE antibodies interact with an allergen. In vitro serum testing for IgE antibodies provides an indication of the immune response to allergens that may be associated with allergic disease. The allergens chosen for testing often depend upon the age of the patient, history of allergen exposure, season of the year, and clinical manifestations. In individuals predisposed to develop allergic disease, the sequence of sensitization and clinical manifestations proceed as follows: eczema and respiratory disease (rhinitis and bronchospasm) in infants and children less than 5 years due to food sensitivity (milk, egg, soy, and wheat proteins) followed by respiratory disease (rhinitis and asthma) in older children and adults due to sensitivity to inhalant allergens (dust mite, mold, and pollen inhalants). | Class,IgE kU/L,Interpretation, 0,<0.10,Negative, 0/1,0.10-0.34,Borderline/equivocal, 1,0.35-0.69,Equivocal, 2,0.70-3.49,Positive, 3,3.50-17.4,Positive, 4,17.5-49.9,Strongly positive, 5,50.0-99.9,Strongly positive, 6,> or =100,Strongly positive, | Detection of IgE antibodies in serum (class 1 or greater) indicates an increased likelihood of allergic disease as opposed to other etiologies and defines the allergens that may be responsible for eliciting signs and symptoms. The level of IgE antibodies in serum varies directly with the concentration of IgE antibodies expressed as a class score or kU/L. | Testing for IgE antibodies is not useful in patients previously treated with immunotherapy to determine if residual clinical sensitivity exists or in patients in whom the medical management does not depend upon identification of allergen specificity. Some individuals with clinically insignificant sensitivity to allergens may have measurable levels of IgE antibodies in serum, and test results must be interpreted in the clinical context. False-positive results for IgE antibodies may occur in patients with markedly elevated serum IgE (>2500 kU/L) due to nonspecific binding to allergen solid phases. | Homburger HA, Hamilton RG: Allergic diseases. In: McPherson RA, Pincus MR, eds. Henry's Clinical Diagnosis and Management by Laboratory Methods. 23rd ed. Elsevier; 2017:1057-1070 | Specific IgE from the patient's serum reacts with the allergen of interest, which is covalently coupled to an ImmunoCAP. After washing away nonspecific IgE, enzyme-labeled anti-IgE antibody is added to form a complex. After incubation, unbound anti-IgE is washed away, and the bound complex incubated with a developing agent. After stopping the reaction, the fluorescence of the eluate is measured. Fluorescence is proportional to the amount of specific IgE present in the patient's sample (ie, the higher the fluorescence value, the more IgE antibody is present).(Package insert: ImmunoCAP System Specific IgE FEIA. Phadia; Rev 06/2020) | 1 to 3 days | 14 days | This test was developed and its performance characteristics determined by Mayo Clinic in a manner consistent with CLIA requirements. It has not been cleared or approved by the US Food and Drug Administration. | 86003 | Sole, IgE | 7709-9 | SOLEF | Sole, IgE | 7709-9
FSFM | Soluble Fibrin Monomer |  | Qualitative Hemagglutination | Yes | Soluble Fibrin Monomer | Plasma Na Cit | Draw 4.5 mL 3.2% Sodium Citrated whole blood. Spin down and send 1.5 mL of platelet-poor plasma frozen in plastic vial. STRICT FROZEN-Separate specimens must be submitted when multiple tests are ordered. | 1 mL |  | Negative |  |  |  |  | 1 to 6 days |  |  | 85366 | Soluble Fibrin Monomer | 40702-3 | FSFM | Soluble Fibrin Monomer | 40702-3
SOLFM | Soluble Fibrin Monomer, Plasma | Assisting in the diagnosis of arterial or venous prethrombotic states in various pathological and clinical situations including disseminated intravascular coagulation/intravascular coagulation and fibrinolysis and postoperative monitoring of surgeries with a high risk of thromboses | Only orderable as a reflex. For more information see: ALUPP / Lupus Anticoagulant Profile, Plasma ALBLD / Bleeding Diathesis Profile, Limited, Plasma AATHR / Thrombophilia Profile, Plasma and Whole Blood APROL / Prolonged Clot Time Profile, Plasma ADIC / Disseminated Intravascular Coagulation/Intravascular Coagulation and Fibrinolysis (DIC/ICF) Profile, Plasma Latex Immunoassay | Yes | Soluble Fibrin Monomer | Plasma Na Cit | Only orderable as a reflex. For more information see: ALUPP / Lupus Anticoagulant Profile, Plasma ALBLD / Bleeding Diathesis Profile, Limited, Plasma AATHR / Thrombophilia Profile, Plasma and Whole Blood APROL / Prolonged Clot Time Profile, Plasma ADIC /Disseminated Intravascular Coagulation/Intravascular Coagulation and Fibrinolysis (DIC/ICF) Profile, Plasma |  | Fibrin monomers are intermediate products formed during the proteolysis of fibrinogen by thrombin. During intravascular coagulation, low levels of thrombin are available in the blood, but the quantity of fibrin monomers formed are not sufficient to aggregate and form a clot; instead, they associate themselves with fibrinogen or fibrinogen-degradation products to form soluble complexes (ie, soluble fibrin monomer complex). Disseminated intravascular coagulation (DIC)/intravascular coagulation and fibrinolysis (ICF), collectively termed DIC/ICF is a clinical diagnosis; no single test is completely sensitive or specific for DIC/ICF. | Only orderable as a reflex. For more information see: ALUPP / Lupus Anticoagulant Profile, Plasma ALBLD / Bleeding Diathesis Profile, Limited, Plasma AATHR / Thrombophilia Profile, Plasma and Whole Blood APROL / Prolonged Clot Time Profile, Plasma ADIC /Disseminated Intravascular Coagulation/Intravascular Coagulation and Fibrinolysis (DIC/ICF) Profile, Plasma < or =8 mcg/mL | A normalsoluble fibrin monomer complex(SFMC) does not exclude the presence of thrombosis or earlydisseminated intravascular coagulation (DIC)/intravascular coagulation and fibrinolysis (ICF). An elevated SFMC may be seen in patients with venous or arterial thromboembolism or DIC/ICF. It may also be mildly elevated in clotted specimens. | Lipemia can interfere with this assay, causing an underestimation of the soluble fibrin monomer complex level. Therefore, results from lipemic specimens should be interpreted with caution. | Favaloro EJ, Lippi G, eds. Hemostasis and Thrombosis: Methods and Protocols. Humana Press; 2017 | This assay is based on the change in turbidity of a microparticle suspension that is measured by photometry. A suspension of latex microparticles, coated by covalent bonding with monoclonal antibodies specific for fibrin monomers, is mixed with the plasma to be assayed. An antigen-antibody reaction takes place, leading to an agglutination of the latex microparticles, which induces an increase in turbidity of the reaction medium. This increase in turbidity is reflected by an increase in absorbance, the latter being measured photometrically. The increase in absorbance is a function of the soluble fibrin monomer complex level present in the test sample.(Package insert: STA-Liatest FM. Diagnostica Stago, Inc; 09/2014) | 1 to 4 days | 7 days | This test was developed and its performance characteristics determined by Mayo Clinic in a manner consistent with CLIA requirements. It has not been cleared or approved by the US Food and Drug Administration. | 85366 | Soluble Fibrin Monomer | 93748-2 | SOLFM | Soluble Fibrin Monomer | 93748-2
FSLAA | Soluble Liver Antigen (SLA) Autoantibody |  | Enzyme Linked Immunosorbent Immunoassay (ELISA) | Yes | SLA Autoantibody | Serum | Specimen Type:Serum Container/Tube:Red or SST Specimen Volume:1 mL Collection Instructions:Draw blood in a plain red-top tube(s), serum gel tube(s) is acceptable. Spin down and send 1 mL of serum refrigerated in a plastic vial. | 0.3 mL | Anti-soluble liver antigen antibodies are detected in 10-30% of patients with type 1 autoimmune hepatitis (AIH), but not in patients with type 2 AIH, primary sclerosing cholangitis or primary biliary cirrhosis. The antibody is directed against a UGA suppressor tRNA associated protein. In some patients with AIH, this antibody may be the only autoantibody detected by current assays. | Negative 0.0-20.0 U Equivocal 20.1-24.9 U Positive>25.0 U Antibodies to soluble liver antigen (SLA) appear to be directed against the UGA-suppressor tRNA associated protein. These antibodies are highly specific for autoimmune hepatitis (AIH) and may rarely, be the only autoantibodies detected in serum from such patients. Antibodies to SLA are most closely associated with AIH type 1; the presence of these antibodies in patients with cryptogenic hepatitis suggests that these patients may have AIH type 1. Anti-SLA antibodies may be detected in some patients with the primary biliary cirrhosis-AIH overlap syndrome, but not in healthy controls. |  |  |  |  | 2 to 13 days |  |  | 83520 | SLA Autoantibody | 32219-8 | FSLAA | SLA Autoantibody | 32219-8
STFR | Soluble Transferrin Receptor (sTfR), Serum | Evaluation of suspected iron deficiency in patients who may have inflammation, infection, or chronic disease and other conditions in which ferritin concentration does not correlate with iron status, including: -Cystic fibrosis patients who frequently have inflammation or infections(2-3) -Evaluating insulin-dependent diabetics who may have iron-deficiency resulting from gastric autoimmunity and atrophic gastritis(4) | Immunoturbidimetric Assay | Yes | Soluble Transferrin Receptor (sTfR) | Serum | Supplies:Sarstedt Aliquot Tube 5 mL (T914) CollectionContainer/Tube: Preferred:Serum gel Acceptable:Red top Submission Container/Tube:Plastic vial Specimen Volume:1 mL Collection Instructions: 1. Serum gel tubes should be centrifuged within 2 hours of collection. 2. Red-top tubes should be centrifuged, and the serum aliquoted into a plastic vial within 2 hours of collection. | 0.25 mL | Iron uptake into cells is mediated through internalizing iron-transferrin complexes. The iron-transferrin complex binds to transferrin receptors present on the external face of the plasma membrane and is internalized through endosomes with ultimate release of iron into the cytoplasm. Plasma membrane-bound transferrin receptor is released by proteolytic cleavage of the extracellular domain, resulting in the formation of a truncated soluble transferrin receptor (sTfR) that circulates freely in the blood. The concentration of sTfR is an indicator of iron status. Iron deficiency causes overexpression of transferrin receptor and sTfR levels, while iron repletion results in decreased sTfR levels. While ferritin measurement is the accepted method for assessment of iron deficiency, ferritin is an acute-phase reactant and elevates in response to processes that do not correlate with iron status, including inflammation, chronic disease, malignancy, and infection. sTfR is not an acute-phase reactant and the interpretation of iron status using sTfR measurement is not affected by these confounding pathologies.(1) | 1.8-4.6 mg/L It is reported that African Americans may have slightly higher values. | Soluble transferrin receptor (sTfR) concentrations are inversely related to iron status; sTfRelevates in response to iron deficiency and decreases inresponse to iron repletion. | The soluble transferrin receptor (sTfR) immunoassay should not be used for the routineclinical evaluation of patients for iron status when ferritinimmunoassay (FERR1 / Ferritin, Serum) would be appropriate,such as in theabsence of confounding pathologies (inflammation,infection,chronic disease, or malignancy). Patients with hemolysis and recent blood loss may have falselyelevated sTfR levels. sTfR is elevated in patients with thalassemia and sickle celldisease. Caution should be exercised in managing anemiain these individuals based on the sTfR test results. | 1.Vazquez-Lopez MA, Lopez-Ruzafa E, Ibanez-Alcalde M, Martín-Gonzalez M, Bonillo-Perales A, Lendínez-Molinos F. The usefulness of reticulocyte haemoglobin content, serum transferrin receptor and the sTfR-ferritin index to identify iron deficiency in healthy children aged 1-16 years. Eur J Pediatr. 2019;178(1):41-49 2. Cook JD, Skikne BS, Baynes RD. Serum transferrin receptor. Ann Rev Med. 1993;44:63-74 3. Keevil B, Rowlands D, Burton I, Webb AK. Assessment of iron status in cystic fibrosis patients. Ann Clin Biochem. 2000;37:662-665 4. De Block CE, Van Capenhout CM, De Leeuw IH, et al. Soluble transferrin receptor level: a new marker of iron deficiency anemia, a common manifestation of gastric autoimmunity in type 1 diabetes. Diabetes Care. 2000;23(9):1384-1388 5. Mast AE, Blinder MA, Gronowski AM, et al. Clinical utility of the soluble transferrin receptor and comparison with serum ferritin in several populations. Clin Chem. 1998;44(1):45-51 6. Rees DC, Williams TN, Maitland K, et al. Alpha thalassaemia is associated with increased soluble transferrin receptor levels. Br J Haematol. 1998;103(2):365-369 7. Duits AJ, Roker RA, van Endt T, et al. Erythropoiesis and Serum sVCAM-1 levels in adults with sickle cell disease. Ann Hematol. 2003;82(3):171-174 | Latex-bound anti-sTfR antibodies react with the antigen in the sample to form an antigen/antibody complex. Following agglutination, the complex is measured turbidimetrically on a Roche P Modular.(Package insert: The Tina-quant Soluble Transferrin Receptor Immunoturbidimetric assay for the in vitro quantitative determination of soluble transferrin receptor. Roche Corporation; V 2, 01/2021) | Same day/1 to 2 days | 1 week | This test has been cleared, approved, or is exempt by the US Food and Drug Administration and is used per manufacturer's instructions. Performance characteristics were verified by Mayo Clinic in a manner consistent with CLIA requirements. | 84238 | Soluble Transferrin Receptor (sTfR) | 30248-9 | STFR | Soluble Transferrin Receptor (sTfR) | 30248-9
SLC1Q | Solute Carrier Organic Anion Transporter Family Member 1B1 (SLCO1B1) Genotype, Statin, Varies | Predicting risk for statin-associated myopathy in patients beginning statin therapy, especially simvastatin therapy Determining a potential statin lipid lowering response, especially when using pravastatin | Real-Time Polymerase Chain Reaction (PCR) with Allelic Discrimination Analysis | Yes | SLCO1B1 Genotype, V | Varies | Multiple genotype tests can be performed on a single specimen after a single extraction. SeeMultiple Genotype Test Listfor a list of tests that can be ordered together. Submit only 1 of the following specimens: Specimen Type:Whole blood Container/Tube:Lavender top (EDTA) Specimen Volume:3 mL Collection Instructions: 1. Invert several times to mix blood. 2. Send whole blood specimen in original tube.Do not aliquot. Specimen Stability Information:Ambient (preferred) 9 days/Refrigerated 30 days Specimen Type:Saliva Patient Preparation:Patient should not eat, drink, smoke, or chew gum 30 minutes prior to collection. Supplies:Saliva Swab Collection Kit (T786) Specimen Volume:1 swab Collection Instructions:Collect and send specimen per kit instructions. Specimen Stability Information:Ambient 30 days Specimen Type: Extracted DNA Container/Tube: 2 mL screw top tube SpecimenVolume: 100 mcL (microliters) Collection Instructions: 1. The preferred volume is 100 mcL at a concentration of 50 ng/mcL. 2. Include concentration and volume on tube. Specimen Stability Information: Frozen (preferred) 1 year/Ambient/Refrigerated | Blood: 0.4 mL Saliva: 1 swab | The most common adverse drug reaction associated with statins is skeletal muscle toxicity, which can include myalgia (with and without elevated creatine kinase levels), muscle weakness, muscle cramps, myositis, and rhabdomyolysis.(1) Rhabdomyolysis, while rare, is of clinical concern because of the risk for death as a result of cardiac arrhythmia, renal failure, and disseminated intravascular coagulation. While the underlying causes of statin-associated myopathy are not known, several hypotheses have been formulated, including those related to the biochemical pathway of cholesterol synthesis inhibition and statin metabolism. SLCO1B1encodes the organic anion-transporting polypeptide 1B1 (OATP1B1) influx transporter located on the basolateral membrane of hepatocytes. OATP1B1 facilitates the hepatic uptake of statins as well as other endogenous compounds (eg, bilirubin). Changes in the activity of this transporter (eg, through genetic variations or drug-drug interactions) can increase the severity of statin-associated myopathy (ie, statin intolerance).(2) SLCO1B1rs4149056 (c.521T>C, p.V174A), which is found in *5, *15, and *17,interferes with localization of the transporter to the plasma membrane and can lead to increased systemic statin concentrations.(3-4)All statins are substrates of OATP1B1, but the association ofSLCO1B1c.521T>Cwith statin intolerance varies depending on statin and dose and is most pronounced with higher doses of simvastatin therapy. A case-control study of simvastatin-induced myopathy observed an odds ratio (OR) for myopathy of 4.5 for *5 heterozygotes and 16.9 for *5 homozygotes (compared to individuals who did not carry *5) among patients receiving high-dose (80 mg/day) simvastatin therapy.(4) A dose relationship was also demonstrated in a replication cohort of patients taking 40 mg/day simvastatin with a relative risk of 2.6 per copy of the *5 allele. While theSLCO1B1c.521T>C genotype has also been shown to affect systemic exposure of other statins (eg, atorvastatin, pravastatin, rosuvastatin) in addition to simvastatin,(3) there is less evidence demonstrating a clinical association between theSLCO1B1genotype and myopathy with statins other than simvastatin.(2) Frequency of theSLCO1B1alleles varies across different racial and ethnic groups. | An interpretive report will be provided. | An interpretive report will be provided. The complementary DNA positions are based on NM_006446.4. For additional information regarding pharmacogenomic genes and their associated drugs, seePharmacogenomic Associations Tables. This resource also includes information regarding enzyme inhibitors and inducers, as well as potential alternate drug choices. | Rare variants may be present that could lead to false-negative or false-positive results. If results obtained do not match the clinical findings (phenotype), additional testing should be considered. Specimens may contain donor DNA if obtained from patients who received non-leukoreduced blood transfusions or allogeneic hematopoietic stem cell transplantation. Results from specimens obtained under these circumstances may not accurately reflect the recipient's genotype. For individuals who have received blood transfusions, the genotype usually reverts to that of the recipient within 6 weeks. For individuals who have received allogeneic hematopoietic stem cell transplantation, a pretransplant DNA specimen is recommended for testing.SLCO1B1genetic test results in patients who have undergone liver transplantation may not accurately reflect the patient'sSLCO1B1status. Simvastatin-related myopathy can occur in the absence ofSLCO1B1c.521T>C. The presence ofSLCO1B1c.521T>C does not confer absolute risk for simvastatin-associated myopathy. Absence of a variant allele does not rule out the possibility that a patient harbors another variant that can impact medication efficacy and side effects. | 1.Wilke RA, Lin DW, Roden DM, et al. Identifying genetic risk factors for serious adverse drug reactions: current progress and challenges [published correction appears in Nat Rev Drug Discov. 2008;7(2):185]. Nat Rev Drug Discov. 2007;6(11):904-916. doi: 10.1038/nrd2423 2. Ramsey LB, Johnson SG, Caudle KE, et al. The clinical pharmacogenetics implementation consortium guideline for SLCO1B1 and simvastatin-induced myopathy: 2014 update. Clin Pharmacol Ther. 2014;96(4):423-428. doi: 10.1038/clpt.2014.125 3. Niemi M. Transporter pharmacogenetics and statin toxicity. Clin Pharmacol Ther. 2010;87(1):130-133. doi: 10.1038/clpt.2009.197 4. SEARCH Collaborative Group, Link E, Parish S, et al. SLCO1B1 variants and statin-induced myopathy--a genomewide study. N Engl J Med. 2008;359(8):789-799. doi: 10.1056/NEJMoa0801936 | Genomic DNA is extracted from whole blood or saliva. Genotyping forSLCO1B1alleles is performed using a polymerase chain reaction (PCR)-based 5'-nuclease assay. Fluorescently labeled detection probes anneal to the target DNA. PCR is used to amplify the section of DNA that contains the variant. If the detection probe is an exact match to the target DNA, the 5'-nuclease polymerase degrades the probe, the reporter dye is released from the effects of the quencher dye, and a fluorescent signal is detected. A genotype is assigned based on the allele-specific fluorescent signals that are detected.(Unpublished Mayo method) | 3 to 8 days | Whole Blood/Saliva swab: 2 weeks; Extracted DNA: 2 months | This test was developed and its performance characteristics determined by Mayo Clinic in a manner consistent with CLIA requirements. It has not been cleared or approved by the US Food and Drug Administration. | 81328 | SLCO1B1 Genotype, V | 93412-5 | 610158 | Reviewed by | 18771-6
FSOMA | Somatostatin (Somatotropin Release-Inhibiting Factor, SRIF) |  | Direct Radioimmunoassay (RIA) | No | Somatostatin (Plasma) | GI Plasma | 1. Patient should be fasting 10 to 12 hours prior to collection. 2. Patient should not be on any medications that affect insulin secretion or intestinal motility, if possible, for at least 48 hours prior to collection. Specimen Type: GI Plasma Container/Tube: Preferred: EDTA tube containing GI preservative (T125) Acceptable: EDTA purple top plasma tube Specimen Volume: 3 mL Collection Instructions: 1. Collect 10 mL of blood in special tube containing GI Preservative (T125), EDTA purple-top plasma tube is acceptable. 2. Specimen should be separated immediately. 3. Send 3 mL plasma frozen as soon as possible. | 1 mL | Somatostatin is a cyclic peptide originally isolated from sheep hypothalami and shown to inhibit the release of Growth Hormone. Somatostatin is present primarily in three main forms: a 14 amino acid peptide, a 28 amino acid peptide ("Big" Somatostatin), and a 12,000 molecular weight Pro-somatostatin. This assay measures only the 14 amino acid form of somatostatin. All three forms of somatostatin have similar biological properties and overall potencies. Somatostatin is a physiological regulator of islet cell and gastrointestinal functions and is a suppressor of many pituitary hormones including Growth Hormone, Prolactin, and Thyrotropin (TSH). Somatostatin levels are often elevated in diabetics, but the levels return to normal upon correction of the hormonal and metabolic deficiencies present. In many cases of APUDomas including VIPoma, Insulinoma, Glucagonoma, and Gastrinoma, elevated levels of Somatostatin are found. | Up to 25 pg/mL |  |  |  |  | 9 to 11 days |  | This test was developed and its performance characteristics determined by Inter Science Institute. It has not been cleared or approved by the US Food and Drug Administration. The FDA has determined that such clearance or approval is not necessary. | 84307 | Somatostatin (Plasma) | 2961-1 | Z0933 | Somatostatin, (Plasma) | 2961-1
SOMAT | Somatostatin Immunostain, Technical Component Only | Aids in the characterization of pancreatic islet cell tumors or other neuroendocrine tumors | Immunohistochemistry (IHC) | Yes | Somatostatin IHC, Tech Only | For the initial technical component only immunohistochemical (IHC) stain performed, the appropriate bill-only test ID will be reflexed and charged (IHTOI). For each additional technical component only IHC stain performed, an additional bill-only test ID will be reflexed and charged (IHTOA). | Supplies:Immunostain Technical Only Envelope (T693) Specimen Type:Tissue Container/Tube:Immunostain Technical Only Envelope (T693) Preferred:2 Unstained positively charged glass slide (25- x 75- x 1-mm) per test ordered; sections 4-microns thick. Acceptable:Formalin-fixed, paraffin-embedded tissue block |  | Somatostatin is a cyclic polypeptide hormone originally isolated from the hypothalamus and characterized by its ability to inhibit the release of growth hormone from the pituitary. In the digestive system, somatostatin production occurs in the intrinsic nerves of the intestinal wall, endocrine cells of the digestive mucosa, and in the D cells of pancreatic islets. Antibodies to somatostatin can be used to characterize pancreatic islet cell tumors or other neuroendocrine tumors. |  | This test does not include pathologist interpretation, only technical performance of the stain. If interpretation is required, order PATHC / Pathology Consultation for a full diagnostic evaluation or second opinion of the case. The positive and negative controls are verified as showing appropriate immunoreactivity. If a control tissue is not included on the slide, a scanned image of the relevant quality control tissue is available upon request; call 855-516-8404. Interpretation of this test should be performed in the context of the patient's clinical history and other diagnostic tests by a qualified pathologist. | Age of a cut paraffin section can affect immunoreactivity. Stability thresholds vary widely among published literature and are antigen dependent. Best practice is for paraffin sections to be cut within 6 weeks. | 1. Govindarajan M, Mohan V, Deepa R, Ashok S, Pitchumoni CS. Histopathology and immunohistochemistry of pancreatic islets in fibrocalculous pancreatic diabetes. Diabetes Res Clin Pract. 2001;51(1):29-38 2. Kasacka I, Lebkowski W, Janiuk I, Lapinska J, Lewandowska A. Immunohistochemical identification and localisation of gastrin and somatostatin in endocrine cells of human pyloric gastric mucosa. Folia Morphol (Warsz). 2012;71(1):39-44 3. Sporrong B, Falkmer S, Robboy SJ, et al. Neurohormonal peptides in ovarian carcinoids: an immunohistochemical study of 81 primary carcinoids and of intraovarian metastases from six mid-gut carcinoids. Cancer. 1982;49(1):68-74 4.Zalatnai A, Galambos E, Perjesi E. Importance of immunohistochemical detection of somatostatin receptors. Pathol Oncol Res. 2019;25(2):521-525. doi:10.1007/s12253-018-0426-4 5. Magaki S, Hojat SA, Wei B, So A, Yong WH. An introduction to the performance of immunohistochemistry. Methods Mol Biol. 2019;1897:289-298. doi:10.1007/978-1-4939-8935-5 | Immunohistochemistry on sections of paraffin-embedded tissue.(Unpublished Mayo method) | 1 to 3 days | Until staining is complete. | This test has been cleared, approved, or is exempt by the US Food and Drug Administration and is used per manufacturer's instructions. Performance characteristics were verified by Mayo Clinic in a manner consistent with CLIA requirements. | 88342-TC, primary88341-TC, if additional IHC | Somatostatin IHC, Tech Only | Order only;no result | 70865 | Somatostatin IHC, Tech Only | Bill only; no result
SSTR2 | Somatostatin Receptor 2 (SSTR2), Immunostain, Technical Component Only | Aids in the identification of neuroendocrine tumors | Immunohistochemistry (IHC) | Yes | Somatost Rc2 (SSTR2), IHC Tech Only | For the initial technical component only immunohistochemical (IHC) stain performed, the appropriate bill-only test ID will be reflexed and charged (IHTOI). For each additional technical component only IHC stain performed, an additional bill-only test ID will be reflexed and charged (IHTOA). | Supplies:Immunostain Technical Only Envelope (T693) Specimen Type:Tissue Container/Tube:Immunostains Technical Only Envelope (T693) Preferred:2 unstained positively charged glass slide (25 x 75 x 1-mm) per test ordered; sections 4-microns thick. Acceptable:Formalin-fixed, paraffin-embedded tissue block |  | Somatostatin receptor 2 (SSTR2)is expressed in the secretory cells of the pancreas and the neurons of the central nervous system.SSTR2 is overexpressed in neuroendocrine tumors and can help predict response to targeted radiopeptide therapy. SSTR2 expression can also play a role in guiding imaging studies and treatment choice. |  | This test does not include pathologist interpretation, only technical performance of the stain. If interpretation is required, order PATHC / Pathology Consultation for a full diagnostic evaluation or second opinion of the case. The positive and negative controls are verified as showing appropriate immunoreactivity. If a control tissue is not included on the slide, a scanned image of the relevant quality control tissue is available upon request; call 855-516-8404. Interpretation of this test should be performed in the context of the patient's clinical history and other diagnostic tests by a qualified pathologist. | Age of a cut paraffin section can affect immunoreactivity. Stability thresholds vary widely among published literature and are antigen dependent. Best practice is for paraffin sections to be cut within 6 weeks. | 1. Kiseljak-Vassiliades K, Xu M, Mills TS, et al. Differential somatostatin receptor (SSTR) 1-5 expression and downstream effectors in histologic subtypes of growth hormone pituitary tumors. Mol Cell Endocrinol. 2015;417:73-83 2. Brunner P, Jorg AC, Glatz K, et al. The prognostic and predictive value of sstr2-immunohistochemistry and sstr2-targeted imaging in neuroendocrine tumors. Eur J Nucl Med Mol Imaging. 2017;44(3):468-475 3. Sizdahkhani S, Feldman MJ, Piazza MG, et al. Somatostatin receptor expression on von Hippel-Lindau-associated hemangioblastomas offers novel therapeutic target. Sci Rep. 2017;7:40822 4. Shen Z, Chen X, Li Q, et al. SSTR2 promoter hypermethylation is associated with the risk and progression of laryngeal squamous cell carcinoma in males. Diagn Pathol. 2016;11:10 5. Magaki S, Hojat SA, Wei B, So A, Yong WH. An introduction to the performance of immunohistochemistry. Methods Mol Biol. 2019;1897:289-298. doi:10.1007/978-1-4939-8935-5 | Immunohistochemistry on sections of paraffin-embedded tissue.(Unpublished Mayo method) | 1 to 3 days | Until staining is complete. | This test has been cleared, approved, or is exempt by the US Food and Drug Administration and is used per manufacturer's instructions. Performance characteristics were verified by Mayo Clinic in a manner consistent with CLIA requirements. | 88342-TC, primary88341-TC, if additional IHC | Somatost Rc2 (SSTR2), IHC Tech Only | Order only;no result | 113598 | Somatost Rc2 (SSTR2) IHC, Tech Only | Bill only; no result
SORBU | Sorbitol and Mannitol, Quantitative, Random, Urine | Monitoring effectiveness of treatment in patients with phosphomannomutase 2 deficiency (PMM2-CDG) Establishing a baseline level prior to initiating treatment for PMM2-CDG This test isnot useful fordiagnosing congenital disorders of glycosylation (CDG) in general or PMM2-CDG in particular | Gas Chromatography Mass Spectrometry (GC-MS) | Yes | Sorbitol and Mannitol, QN, U | Urine | Supplies:Urine Tubes, 10 mL (T068) Container/Tube:Plastic, 10-mL urine tube Specimen Volume:2 mL Collection Instructions: 1. Collect a random urine specimen. 2. No preservative. | 1 mL | Phosphomannomutase 2 deficiency, or PMM2-CDG, is the most common congenital disorder of glycosylation (CDG) accounting for about 50% of known CDG patients. In many patients with PMM2-CDG, the urine polyols, sorbitol and mannitol, are elevated relative to controls. Sorbitol, in particular, has been shown to be positively correlated with severely affected patients in contrast to patients in the mild or moderate categories. It is also higher in patients with moderate peripheral neuropathy. Both mannitol and sorbitol were increased in patients with mild liver dysfunction.(1) Treatment options for PMM2-CDG remain limited however; current literature reports that the aldose reductase inhibitor, epalrestat, can correct the underlying enzyme deficiency in a majority of patients with PMM2-CDG.(2) Recent trials suggest that treatment with epalrestat, in addition to other therapeutic benefits, resulted in nearly normalized levels of sorbitol and mannitol relative to controls.(1) | Mannitol: <97mmol/mol creatinine Sorbitol: <35 mmol/mol creatinine | The quantitative results of sorbitol and mannitol are reported without added interpretation. | No significant cautionary statements | 1. Ligezka AN, Radenkovic S, Saraswat M, et al. Sorbitol is a severity biomarker for PMM2-CDG with therapeutic implications. Ann Neurol. 2021;90(6):887-900. doi:10.1002/ana.26245 2. Iyer S, Sam FS, DiPrimio N, et al. Repurposing the aldose reductase inhibitor and diabetic neuropathy drug epalrestat for the congenital disorder of glycosylation PMM2-CDG. Dis Model Mech. 2019;12(11):dmm040584. doi:10.1242/dmm.040584 | A total of 200 mcL of urine is spiked with a mixture of labeled internal standards, allowed to equilibrate, and evaporated. The dry residue is derivatized to form trimethylsilyl esters, then extracted with hexane. Specimens are analyzed by gas chromatography mass spectrometry, selected ion monitoring using ammonia chemical ionization and a stable isotope dilution method.(Jansen G, Muskiet F, Schierbeek H, et al. Capillary gas chromatography profiling of urinary, plasma, and erythrocyte sugars and polyols as their trimethylsilyl derivatives, preceded by a simple and rapid prepurification method. Clin Chim Acta. 1986;157[3]:277-294; Marolt G, Kolar M. Analytical methods for determination of phytic acid and other inositol phosphates: A review. Molecules. 2020;26[1]:174) | 3 to 7 days | 3 months | This test was developed and its performance characteristics determined by Mayo Clinic in a manner consistent with CLIA requirements. It has not been cleared or approved by the US Food and Drug Administration. | 82542 | Sorbitol and Mannitol, QN, U | 74447-4 | 614938 | Reviewed By | 18771-6
SORD | Sorbitol and Xylitol, Quantitative, Random, Urine | Screening forsorbitol dehydrogenase deficiency-related neuropathy | Gas Chromatography Mass Spectrometry (GC-MS) | Yes | Sorbitol and Xylitol, QN, U | Urine | Supplies:Urine Tubes, 10mL (T068) Container/Tube:Plastic, 10-mL urine tube Specimen Volume:2 mL Collection Instructions: 1. Collect a random urine specimen. 2. No preservative needed. | 1 mL | Sorbitol dehydrogenase (SORD) deficiency is an autosomal recessive condition caused by biallelic variants in theSORDgene resulting in peripheral neuropathy, which may present as clinically similar to Charcot-Marie-Tooth disease type 2 or distal hereditary motor neuropathy. The SORD enzyme catalyzes the breakdown of sorbitol to fructose. In patients with SORD deficiency-related peripheral neuropathy, the urine polyols, sorbitol and xylitol, are elevated when compared to controls.Polyols are sugar alcohols that have been identified in blood, urine, and cerebrospinal fluid. An abnormal urine polyol result suggestive of SORD deficiency-related peripheral neuropathy should be confirmed with molecular genetic analysis.For molecular confirmation, genetic testing forSORDcan be performed (CGPH / Custom Gene Panel, Hereditary, Next-Generation Sequencing, Varies; specify gene list ID: NEUROLOGY-S3NL4H). | Sorbitol: <35 mmol/mol creatinine Xylitol: <351 mmol/mol creatinine | An interpretive report will be provided. All profiles are reviewed by the laboratory director and interpretation is based on pattern recognition. A detailed interpretation is given, including an overview of the results and of their significance, a correlation to available clinical information, and recommendations for in vitro confirmatory studies (molecular analysis). | A positive test result is diagnostic ofsorbitol dehydrogenase (SORD) deficiency-related neuropathy; however, it is strongly recommended to follow-up with molecular analysis. Molecular analysis of theSORDgene is complicated by theSORD2Ppseudogene and specific molecular testing approaches maybe required. | 1. Cortese A, Zhu Y, Rebelo AP, et al. Biallelic mutations in SORD cause a common and potentially treatable hereditary neuropathy with implications for diabetes. Nat Genet 2020;52(5):473-481. doi:10.1038/s41588-020-0615-4 2. Lassuthova P, Mazanec R, Stanek D, et al. Biallelic variants in the SORD gene are one of the most common causes of hereditary neuropathy among Czech patients. Sci Rep 2021;11(1):8443. doi:10.1038/s41598-021-86857-0 3. Pons N, Fernandez-Eulate G, Pegat A, et al. SORD-related peripheral neuropathy in a French and Swiss cohort: Clinical features, genetic analyses, and sorbitol dosages. Eur J Neurol 2023. doi:10.1111/ene.15793 | A total of 200 mcL of urine is spiked with a mixture of labeled internal standards, allowed to equilibrate, and evaporated. The dry residue is derivatized to form trimethylsilyl esters, then extracted with hexane. Specimens are analyzed by gas chromatography mass spectrometry, selected ion monitoring using ammonia chemical ionization and a stable isotope dilution method.(Jansen G, Muskiet F, Schierbeek H, Berger R, van der Slik W. Capillary gas chromatography profiling of urinary, plasma, and erythrocyte sugars and polyols as their trimethylsilyl derivatives, preceded by a simple and rapid prepurification method. Clin Chim Acta. 1986; 157[3]:277-294; Marolt G, Kolar M. Analytical methods for determination of phytic acid and other inositol phosphates: A review. Molecules. 2020;26[1]:174) | 3 to 7 days | 3 months | This test was developed and its performance characteristics determined by Mayo Clinic in a manner consistent with CLIA requirements. It has not been cleared or approved by the US Food and Drug Administration. | 82542 | Sorbitol and Xylitol, QN, U | 74447-4 | 620927 | Reviewed By | 18771-6
FSOTA | Sotalol (Betapace) |  | High Performance Liquid Chromatography with Fluorescence Detection (HPLC-FL) | Yes | Sotalol (Betapace) | Varies | Submit only 1 of the following specimens: Plasma Draw blood in a green-top (sodium heparin) tube(s), plasma gel tube is not acceptable. Spin down and send 2 mL sodium heparin plasmarefrigerated in a plastic vial. Serum Draw blood in a plain red-top tube(s), serum gel tube is not acceptable. Spin down and send 2 mL of serum refrigerated in a plastic vial. | 0.3 mL |  | Reference Range:500 - 4000 ng/mL Serum Sotalol concentrations producing beta-blockade: 500 - 4000 ng/mL Toxic range has not been established. |  |  |  |  | 5 to 9 days | 2 weeks |  | 80299 | Sotalol (Betapace) | 12416-4 | Z1192 | Sotalol | 12416-4
SOX10 | SOX10 Immunostain, Technical Component Only | Identification of malignant melanomas | Immunohistochemistry (IHC) | Yes | SOX10 IHC, Tech Only | For the initial technical component only immunohistochemical (IHC) stain performed, the appropriate bill-only test ID will be reflexed and charged (IHTOI). For each additional technical component only IHC stain performed, an additional bill-only test ID will be reflexed and charged (IHTOA). | Supplies:Immunostain Technical Only Envelope (T693) Specimen Type:Tissue Container/Tube:Immunostains Technical Only Envelope Preferred:2 Unstained positively charged glass slide (25- x 75- x 1-mm) per test ordered; sections 4-microns thick. Acceptable:Formalin-fixed, paraffin-embedded tissue block |  | SOX10 (SRY-box transcription factor 10) is a nuclear transcription factor that plays an important role in schwannian and melanocytic cell differentiation and has been shown to be a useful marker in the diagnosis of melanocytic and schwannian tumors. SOX10 is expressed in benign melanocytic naevi and melanomas, including desmoplastic melanoma and spindle cell melanoma. It is also expressed by tumors with schwannian differentiation, including malignant peripheral nerve sheath tumors, Schwannomas, and neurofibromas. SOX10 is expressed in normal tissues, including Schwann cells, melanocytes, and myoepithelial cells of salivary, bronchial, and mammary glands. |  | This test does not include pathologist interpretation, only technical performance of the stain. If interpretation is required, order PATHC / Pathology Consultation for a full diagnostic evaluation or second opinion of the case. The positive and negative controls are verified as showing appropriate immunoreactivity. If a control tissue is not included on the slide, a scanned image of the relevant quality control tissue is available upon request; call 855-516-8404. Interpretation of this test should be performed in the context of the patient's clinical history and other diagnostic tests by a qualified pathologist. | Age of a cut paraffin section can affect immunoreactivity. Stability thresholds vary widely among published literature and are antigen dependent. Best practice is for paraffin sections to be cut within 6 weeks. | 1. Ramos-Herberth FI, Karamchandani J, Kim J, Dadras SS. SOX10 immunostaining distinguishes desmoplastic melanoma from excision scar. J Cutan Pathol. 2010;37(9):944-952 2. Blochin E, Nonaka D. Diagnostic value of Sox10 immunohistochemical staining for the detection of metastatic melanoma in sentinel lymph nodes. Histopathology. 2009;55(5):626-628 3. Flammiger A, Besch R, Cook AL, Maier T, Sturm RA, Berking C. SOX9 and SOX10 but not BRN2 are required for nestin expression in human melanoma cells. J Invest Dermatol. 2009;129(4):945-953 4. Nonaka D, Chiriboga L, Rubin BP. Sox10: a pan-schwannian and melanocytic marker. Am J Surg Pathol. 2008;32(9):1291-1298 5. Magaki S, Hojat SA, Wei B, So A, Yong WH. An introduction to the performance of immunohistochemistry. Methods Mol Biol. 2019;1897:289-298. doi:10.1007/978-1-4939-8935-5 | Immunohistochemistry on sections of paraffin-embedded tissue.(Unpublished Mayo method) | 1 to 3 days | Until staining is complete. | This test has been cleared, approved, or is exempt by the US Food and Drug Administration and is used per manufacturer's instructions. Performance characteristics were verified by Mayo Clinic in a manner consistent with CLIA requirements. | 88342-TC, primary88341-TC, if additional IHC | SOX10 IHC, Tech Only | Order only;no result | 70867 | SOX10 IHC, Tech Only | Bill only; no result
SOX11 | SOX11 Immunostain, Technical Component Only | Identification of mantle cell lymphomas | Immunohistochemistry (IHC) | Yes | SOX11 IHC, Tech Only | For the initial technical component only immunohistochemical (IHC) stain performed, the appropriate bill-only test ID will be reflexed and charged (IHTOI). For each additional technical component only IHC stain performed, an additional bill-only test ID will be reflexed and charged (IHTOA). | Supplies:Immunostain Technical Only Envelope (T693) Specimen Type:Tissue Container/Tube:Immunostains Technical Only Envelope Preferred:2 Unstained positively charged glass slide (25- x 75- x 1-mm) per test ordered; sections 4-microns thick. Acceptable:Formalin-fixed, paraffin-embedded tissue block |  | SOX11 (SRY-box transcription factor 11) is a transcription factor involved in embryonic neurogenesis and tissue remodeling. Nuclear SOX11 is expressed in most B- and T-lymphoblastic leukemia/lymphomas and a proportion of Burkitt lymphomas, but only weakly expressed in some hairy cell leukemias. Mantle cell lymphomas show SOX11 expression and it has been suggested to correlate with overall survival. |  | This test does not include pathologist interpretation, only technical performance of the stain. If interpretation is required, order PATHC / Pathology Consultation for a full diagnostic evaluation or second opinion of the case. The positive and negative controls are verified as showing appropriate immunoreactivity. If a control tissue is not included on the slide, a scanned image of the relevant quality control tissue is available upon request; call 855-516-8404. Interpretation of this test should be performed in the context of the patient's clinical history and other diagnostic tests by a qualified pathologist. | Age of a cut paraffin section can affect immunoreactivity. Stability thresholds vary widely among published literature and are antigen dependent. Best practice is for paraffin sections to be cut within 6 weeks. | 1. Chen YH, Gao J, Fan G, Peterson LC. Nuclear expression of sox11 is highly associated with mantle cell lymphoma but is independent of t(11;14)(q13;q32) in non-mantle cell B-cell neoplasms. Mod Pathol. 2010;23(1):105-112 2. Dictor M, Ek S, Sundberg M, et al. Strong lymphoid nuclear expression of SOX11 transcription factor defines lymphoblastic neoplasms, mantle cell lymphoma and Burkitt's lymphoma. Haematologica. 2009;94(11):1563-1568 3. Ek S, Dictor M, Jerkeman M, Jirstrom K, Borrebaeck CA. Nuclear expression of the non B-cell lineage Sox11 transcription factor identifies mantle cell lymphoma. Blood. 2008;111(2):800-805 4. Fernandez V, Salamero O, Espinet B, et al. Genomic and gene expression profiling defines indolent forms of mantle cell lymphoma. Cancer Res. 2010;70(4):1408-1418 5. Mozos A, Royo C, Hartmann E, et al. SOX11 expression is highly specific for mantle cell lymphoma and identifies the cyclin D1-negative subtype [published correction appears in Haematologica. 2010 Sep;95(9):1620]. Haematologica. 2009;94(11):1555-1562 6. Soldini D, Valera A, Sole C, et al. Assessment of SOX11 expression in routine lymphoma tissue sections: characterization of new monoclonal antibodies for diagnosis of mantle cell lymphoma. Am J Surg Pathol. 2014;38(1):86-93 7. Magaki S, Hojat SA, Wei B, So A, Yong WH. An introduction to the performance of immunohistochemistry. Methods Mol Biol. 2019;1897:289-298. doi:10.1007/978-1-4939-8935-5 | Immunohistochemistry on sections of paraffin-embedded tissue.(Unpublished Mayo method) | 1 to 3 days | Until staining is complete. | This test has been cleared, approved, or is exempt by the US Food and Drug Administration and is used per manufacturer's instructions. Performance characteristics were verified by Mayo Clinic in a manner consistent with CLIA requirements. | 88342-TC, primary88341-TC, if additional IHC | SOX11 IHC, Tech Only | Order only;no result | 70868 | SOX11 IHC, Tech Only | Bill only; no result
FSOYG | Soybean IgG |  | Enzyme Immunoassay (FEIA) | No | Soybean IgG | Serum | Collection Container/Tube: Preferred: Red top Acceptable: Serum gel Submission Container/tube:Plastic vial Specimen Volume: 0.5 mL Collection Instructions: 1. Draw blood in a plain red-top tube(s), serum gel tube(s) is acceptable. 2. Centrifuge and aliquot 0.5 mL of serum into a plastic vial. 3. Send refrigerate. | See Specimen Required |  | Reference ranges have not been established for food-specific IgG tests. | The clinical utility of food-specific IgG tests has not been established. These tests can be used in special clinical situations to select foods for evaluation by diet elimination and challenge in patients who have food-related complaints. It should be recognized that the presence of food-specific IgG alone cannot be taken as evidence of food allergy and only indicates immunologic sensitization by the food allergen in question. This test should only be ordered by physicians who recognize the limitations of the test. |  |  |  | 5 to 7 days |  | This test was developed and its performance characteristics determined by Eurofins Viracor. It has not been cleared or approved by the U.S. Food and Drug Administration. | 86001 | Soybean IgG | 35546-1 | FSOYG | Soybean IgG | 35546-1
FSYG4 | Soybean IgG4 |  | Enzyme Immunoassay (FEIA) | No | Soybean IgG4 | Serum | Collection Container/Tube: Preferred: Red Top Acceptable: Serum gel Submission Container/tube: Plastic vial Specimen Volume: 0.5 mL Collection Instructions: 1. Draw blood in a plain red-top tube(s), serum gel tube(s) is acceptable. 2. Centrifuge and aliquot 0.5 mL of serum into a plastic vial. 3. Send refrigerate. | See Specimen Required |  | Reference ranges have not been established for food-specific IgG4 tests. | The clinical utility of food-specific IgG4 tests has not been clearly established. These tests can be used in special clinical situations to select foods for evaluation by diet elimination and challenge in patients who have food-related complaints, and to evaluate food allergic patients prior to food challenges. The presence of food-specific IgG4 has been studied in response to various oral food immunotherapy treatments but cutoffs have not been established. |  |  |  | 5 to 7 days |  | This test was developed and its performance characteristics determined by Eurofins Viracor. It has not been cleared or approved by the U.S. Food and Drug Administration. | 86001 | Soybean IgG4 | 56390-8 | FSYG4 | Soybean IgG4 | 56390-8
SOY | Soybean, IgE, Serum | Establishing a diagnosis of an allergy to soybean Defining the allergen responsible for eliciting signs and symptoms Identifying allergens: -Responsible for allergic response and/or anaphylactic episode -To confirm sensitization prior to beginning immunotherapy -To investigate the specificity of allergic reactions to insect venom allergens, drugs, or chemical allergens | Fluorescence Enzyme Immunoassay (FEIA) | Yes | Soybean, IgE | Serum | Collection Container/Tube: Preferred:Serum gel Acceptable:Red top Submission Container/Tube:Plastic vial Specimen Volume:0.5 mL for every 5 allergens requested Collection Instructions:Centrifuge and aliquot serum into a plastic vial. | For 1 allergen: 0.3 mL For more than 1 allergen: (0.05 mL x number of allergens) + 0.25 mL deadspace | Clinical manifestations of immediate hypersensitivity (allergic) diseases are caused by the release of proinflammatory mediators (histamine, leukotrienes, and prostaglandins) from IgE-sensitized effector cells (mast cells and basophils) when cell-bound IgE antibodies interact with an allergen. In vitro serum testing for IgE antibodies provides an indication of the immune response to allergens that may be associated with allergic disease. The allergens chosen for testing often depend upon the age of the patient, history of allergen exposure, season of the year, and clinical manifestations. In individuals predisposed to develop allergic disease, the sequence of sensitization and clinical manifestations proceed as follows: eczema and respiratory disease (rhinitis and bronchospasm) in infants and children less than 5 years due to food sensitivity (milk, egg, soy, and wheat proteins) followed by respiratory disease (rhinitis and asthma) in older children and adults due to sensitivity to inhalant allergens (dust mite, mold, and pollen inhalants). | Class,IgE kU/L,Interpretation, 0,<0.10,Negative, 0/1,0.10-0.34,Borderline/equivocal, 1,0.35-0.69,Equivocal, 2,0.70-3.49,Positive, 3,3.50-17.4,Positive, 4,17.5-49.9,Strongly positive, 5,50.0-99.9,Strongly positive, 6,> or =100,Strongly positive, | Detection of IgE antibodies in serum (class 1 or greater) indicates an increased likelihood of allergic disease as opposed to other etiologies and defines the allergens that may be responsible for eliciting signs and symptoms. The level of IgE antibodies in serum varies directly with the concentration of IgE antibodies expressed as a class score or kU/L. | Testing for IgE antibodies is not useful in patients previously treated with immunotherapy to determine if residual clinical sensitivity exists or in patients in whom the medical management does not depend upon identification of allergen specificity. Some individuals with clinically insignificant sensitivity to allergens may have measurable levels of IgE antibodies in serum, and test results must be interpreted in the clinical context. False-positive results for IgE antibodies may occur in patients with markedly elevated serum IgE (>2500 kU/L) due to nonspecific binding to allergen solid phases. | Homburger HA, Hamilton RG: Allergic diseases. In: McPherson RA, Pincus MR, eds. Henry's Clinical Diagnosis and Management by Laboratory Methods. 23rd ed. Elsevier; 2017:1057-1070 | Specific IgE from the patient's serum reacts with the allergen of interest, which is covalently coupled to an ImmunoCAP. After washing away nonspecific IgE, enzyme-labeled anti-IgE antibody is added to form a complex. After incubation, unbound anti-IgE is washed away, and the bound complex incubated with a developing agent. After stopping the reaction, the fluorescence of the eluate is measured. Fluorescence is proportional to the amount of specific IgE present in the patient's sample (ie, the higher the fluorescence value, the more IgE antibody is present).(Package insert: ImmunoCAP System Specific IgE FEIA. Phadia; Rev 06/2020) | Same day/1 to 3 days | 14 days | This test has been cleared, approved, or is exempt by the US Food and Drug Administration and is used per manufacturer's instructions. Performance characteristics were verified by Mayo Clinic in a manner consistent with CLIA requirements. | 86003 | Soybean, IgE | 6248-9 | SOY | Soybean, IgE | 6248-9
PBC2 | SP100 and GP210 Antibodies, IgG, Serum | Evaluating the risk of primary biliary cholangitis in anti-mitochondrial antibody (AMA)-negative patients by identification of Sp100 and gp210 antibodies Estimating risk in AMA-positive patients with incomplete feature of disease | Enzyme-Linked Immunosorbent Assay (ELISA) | Yes | SP100 and GP210 Antibodies, IgG, S | For more information seeFirst-Line Screening for Autoimmune Liver Disease Algorithm. | Supplies:Sarstedt Aliquot Tube, 5 mL (T914) Collection Container/Tube: Preferred:Serum gel Acceptable:Red top Submission Container/Tube:Plastic vial Specimen Volume:1.0 mL Collection Instructions:Centrifuge and aliquot serum into a plastic vial. | 0.4 mL | Primary biliary cholangitis (PBC) is a chronic and progressive autoimmune liver disease characterized by the destruction of the small intrahepatic bile ducts and a variable clinical course, which may include fatigue and pruritus.Untreated patients with PBC have a high risk of liver cirrhosis and related complications, liver failure, and death.(1,2)The serological hallmark of PBC is the presence of anti-mitochondrial antibody (AMA) characterized by cytoplasmic reticular/AMA (anti-cell 21 [AC-21] based on the International Consensus on Antinuclear Antibody Patterns [ICAP] nomenclature) staining pattern on HEp-2 substrate by indirect immunofluorescence assay (IFA).(3) In addition, autoantibodies associated with the HEp-2 IFA nuclear patterns have been reported in a subset of patients with PBC who are seronegative for AMA or may be positive for AMA but have uncertain clinical or phenotypic attributes.(1,2,4,5) The HEp-2 IFA nuclear patterns in PBC include multiple nuclear dots (MND or AC-6) and punctate nuclear envelope (AC-12), which are associated with anti-Sp100 and anti-gp210 antibodies, respectively.(3) The diagnosis of PBC can be established if 2 out of the 3 following criteria are met: sustained elevated levels of alkaline phosphatase (ALP), evidence AMA or specific antinuclear antibody (ANA) (anti-Sp100 and anti-gp210 antibodies) and diagnostic liver histology.(2) Based on these criteria, a biopsy can be avoided in case of high ALP levels and detection of these PBC-specific autoantibodies.(1,2) Therefore, reliable and accurate serologic determination of PBC-specific autoantibodies play a critical role in disease evaluation. Of the PBC-specific antibodies, the AMA is the most common, with the M2-type AMA (AMA-M2) the dominant target of the 9 subunits of the mitochondrial antigenic complex.(1,2) AMA-M2 target components of the 2-oxo-acid dehydrogenase complex: pyruvate dehydrogenase complex (PDC), 2-oxoglutarate dehydrogenase complex (OGDC), and branched-chain 2-oxoacid dehydrogenase complex (BCOADC). Specifically, autoantibodies mainly recognize the E2 subunits of these complexes: PDC-E2 (80%-90% of cases), BCOADC-E2 (50%-80% of cases) and OGDC-E2 (20%-60% of cases) and, to a lesser extent, the E1 and E3 subunits.(2). In addition to the diagnostic relevance of anti-gp210 IgG antibody, a few studies have suggested a role for their use in the risk stratification and prognosis in PBC; however, the significance of these remain contentious. In one study, the presence of anti-gp210 antibodies was reported to pose a significant risk for hepatic failure type progression, more severe interface hepatitis, and lobular inflammation compared to those with centromere antibodies who had relatively higher ductular reaction.(6) In other investigations, anti-gp210 and/or anti-Sp100 antibodies were reported to be useful in confirming a diagnosis of PBC or predicting development of disease in the context of AMA positivity in nonestablished PBC cases.(5,7) The anti-Sp100 and anti-gp210 antibodies can also be determined using analyte-specificenzyme-linked immunosorbent assay, line blot immunoassay, and dot immunoassay.(4-8) In addition to the solid-phase immunoassays (SPA) for detecting antibodies to AMA, Sp100 and gp210,the use HEp-2 substrate by IFA provides a simple and strategic approach for confirming the presence of AMA cytoplasmic staining if positive by enzyme immunoassay (EIA) with the possibility of identifying patients who may be AMA-negative but positive to nuclear antibodies. In PBC patients, the nuclear envelope pattern is associated with anti-gp210 antibody, while the multiple nuclear dots pattern is specific for anti-Sp100 antibodies. However, expression of the multiple nuclear dot and the nuclear envelope patterns may not be easily identified in the presence of other antibodies. Testing for these antibodies is indicated in patients who are AMA positive by EIA as well as patients at-risk for PBC but are AMA negative. In addition to providing additional support for PBC diagnosis in AMA-positive and AMA-negative patients, the use of HEp-2 substrate offers the possibility to identify patients at-risk for PBC who may present with coexisting systemic autoimmune rheumatic diseases (systemic lupus erythematosus, systemic sclerosis, and Sjogren syndrome) or autoimmune liver disease (autoimmune hepatitis) through additional pattern recognition.(9,10) The use of SPA for ANA testing do not provide these additional diagnostic insights. For more information seeFirst-Line Screening for Autoimmune Liver Disease Algorithm. | Negative: < or =20.0 Units Equivocal: 20.1-24.9 Units Positive: > or =25.0 Units | A positive result for anti-gp210 antibodies or anti-Sp100 antibodies in the setting of chronic cholestasis after exclusion of other causes of liver disease is highly suggestive of primary biliary cholangitis. | Serologic tests for autoantibodies, including anti-gp210 and anti-Sp100, should not be relied upon exclusively to determine the etiology or prognosis of patients with primary biliary cholangitis (PBC). A negative result for anti-gp210 antibodies and/or anti-Sp100 antibodies does not exclude a diagnosis of PBC. Results of this assay should be used in conjunction with clinical findings and other serological tests. | 1. Younossi ZM, Bernstein D, Shiffman ML, et al. Diagnosis and management of primary biliary cholangitis. Am J Gastroenterol. 2019;114(1):48-63 2. Lindor KD, Bowlus CL, Boyer J, Levy C, Mayo M. Primary biliary cholangitis: 2018 practice guidance update from the American Association for the Study of Liver Diseases. Hepatology. 2019;69(1):394-419 3. International Consensus on ANA Patterns. AC-20 Cytoplasmic fine speckled. ICAP; 2015. Accessed August 18, 2023. Available at www.anapatterns.org/view_pattern.php?pattern=20 4. Zhang Q, Liu Z, Wu S, et al. Meta-analysis of antinuclear antibodies in the diagnosis of antimitochondrial antibody-negative primary biliary cholangitis. Gastroenterol Res Pract. 2019;2019:8959103 5. Dahlqvist G, Gaouar F, Carrat F, et al. Large-scale characterization study of patients with antimitochondrial antibodies but nonestablished primary biliary cholangitis. Hepatology. 2017;65(1):152-163 6. Nakamura M, Kondo H, Mori T, et al. Anti-gp210 and anti-centromere antibodies are different risk factors for the progression of primary biliary cirrhosis. Hepatology. 2007;45(1):118-127 7. Jaskowski TD, Nandakumar V, Novis CL, Palmer M, Tebo AE. Presence of anti-gp210 or anti-sp100 antibodies in AMA-positive patients may help support a diagnosis of primary biliary cholangitis. Clin Chim Acta. 2023;540:117219 8. Munoz-Sanchez G, Perez-Isidro A, Ortiz de Landazuri I, et al. Working algorithms and detection methods of autoantibodies in autoimmune liver disease: A nationwide study. Diagnostics (Basel). 2022;12:697 9. Favoino E, Grapsi E, Barbuti G, et al. Systemic sclerosis and primary biliary cholangitis share an antibody population with identical specificity. Clin Exp Immunol. 2023;212(1):32-38 10. Wei Q, Jiang Y, Xie J, et al. Investigation and analysis of HEp 2 indirect immunofluorescence titers and patterns in various liver diseases [published correction appears in Clin Rheumatol. 2021 Apr;40(4):1667]. Clin Rheumatol. 2020;39(8):2425-2432. doi:10.1007/s10067-020-04950-7 | These tests are intended for the semi-quantitative detection of anti-gp210 or anti-Sp100 antibody of the IgG class in human serum. A purified peptide corresponding to a portion of the gp210 or Sp100 protein is bound to the wells of a polystyrene microwell plate. Pre-diluted controls and diluted patient sera are added to separate wells, allowing any gp210 or Sp100 antibodies present to bind to the immobilized antigen. Unbound sample is washed away, and an enzyme labeled anti-human IgG conjugate is added to each well. A second incubation allows the enzyme labeled anti-human IgG to bind to any patient antibodies, which have become attached to the microwells. After washing away any unbound enzyme labeled anti-human IgG, the remaining enzyme activity is measured by adding a chromogenic substrate and measuring the intensity of the color that develops. The assay can be evaluated spectrophotometrically by measuring and comparing the color intensity that develops in the patient wells with the control in the control wells.(Package inserts: QUANTA Lite gp210 ELISA 708995. INOVA Diagnostics; Rev. 5, 04/2019; QUANTA Lite sp100 ELISA 708990. INOVA Diagnostics; Rev. 3, 12/2018) | 2 to 8 days | 14 days | This test has been cleared, approved, or is exempt by the US Food and Drug Administration and is used per manufacturer's instructions. Performance characteristics were verified by Mayo Clinic in a manner consistent with CLIA requirements. | 83516 x 2 | SP100 and GP210 Antibodies, IgG, S | 106055-7 | GP210 | GP210 Antibody, IgG, S | 96560-8
SP100 | SP100 Antibody, IgG, Serum | Evaluating the risk of primary biliary cholangitis in anti-mitochondrial antibody (AMA) negative patients by identification of Sp100 antibodies Estimating risk in AMA-positive patients with incomplete feature of disease | Enzyme-Linked Immunosorbent Assay (ELISA) | Yes | SP100 Antibody, IgG, S | Serum | Collection Container/Tube: Preferred:Serum gel Acceptable:Red top Submission Container/Tube:Plastic vial Specimen Volume:0.5 mL Collection Instructions:Centrifuge and aliquot serum into a plastic vial. | 0.4 mL | Primary biliary cholangitis (PBC) is a chronic and progressive autoimmune liver disease characterized by the destruction of the small intrahepatic bile ducts and a variable clinical course, which may include fatigue and pruritus. Untreated patients with PBC have a high risk of liver cirrhosis and related complications, liver failure and death.(1,2) The serological hallmark of PBC is the presence of anti-mitochondrial antibody (AMA) characterized by cytoplasmic reticular/AMA (anti-cell 21 [AC-21] based on the International Consensus on Antinuclear Antibody Patterns [ICAP] nomenclature) staining pattern on HEp-2 substrate by indirect immunofluorescence assay (IFA).(3) In addition, autoantibodies associated with the HEp-2 IFA nuclear patterns have been reported in a subset of patients with PBC who are seronegative for AMA or may be positive for AMA but have uncertain clinical or phenotypic attributes.(1,2,4,5) The HEp-2 IFA nuclear patterns in PBC include multiple nuclear dots (MND or AC-6) and punctate nuclear envelope (AC-12), which are associated with anti-Sp100 and anti-gp210 antibodies, respectively.(3) The diagnosis of PBC can be established if two out of the three following criteria are met: sustained elevated levels of alkaline phosphatase (ALP), evidence AMA or specific antinuclear antibody (ANA) (anti-Sp100 and anti-gp210 antibodies) and diagnostic liver histology.(2) Based on these criteria, a biopsy can be avoided in case of high ALP levels and detection of these PBC-specific autoantibodies.(1,2) Therefore, reliable and accurate serologic determination of PBC-specific autoantibodies play a critical role in disease evaluation. Of the PBC-specific antibodies, the AMA is the most common, with the M2-type AMA (AMA-M2) the dominant target of the 9 subunits of the mitochondrial antigenic complex.(1,2) AMA-M2 target components of the 2-oxo-acid dehydrogenase complex: pyruvate dehydrogenase complex (PDC), 2-oxoglutarate dehydrogenase complex (OGDC), and branched-chain 2-oxoacid dehydrogenase complex (BCOADC). Specifically, autoantibodies mainly recognize the E2 subunits of these complexes: PDC-E2 (80%-90% of cases), BCOADC-E2 (50%-80% of cases) and OGDC-E2 (20%-60% of cases) and, to a lesser extent, the E1 and E3 subunits.(2). In addition to the diagnostic relevance of anti-gp210 IgG antibody, a few studies have suggested a role for their use in the risk stratification and prognosis in PBC; however, the significance of these remain contentious. In one study, the presence of anti-gp210 antibodies was reported to pose a significant risk for hepatic failure type progression, more severe interface hepatitis, and lobular inflammation compared to those with centromere antibodies who had relatively higher ductular reaction.(6) In other investigations, anti-gp210 and/or anti-Sp100 antibodies were reported to be useful in confirming a diagnosis of PBC or predicting development of disease in the context of AMA positivity in nonestablished PBC cases.(5,7) The anti-Sp100 and anti-gp210 antibodies can also be determined using analyte-specific enzyme-linked immunosorbent assay, line blot immunoassay, and dot immunoassay.(4-8) In addition to the solid-phase immunoassays (SPA) for detecting antibodies to AMA, Sp100 and gp210,the use HEp-2 substrate by IFA provides a simple and strategic approach for confirming the presence of AMA cytoplasmic staining if positive by enzyme immunoassay (EIA) with the possibility of identifying patients who may be AMA-negative but positive to nuclear antibodies. In PBC patients, the nuclear envelope pattern is associated with anti-gp210 antibody, while the multiple nuclear dots pattern is specific for anti-Sp100 antibodies. However, expression of the multiple nuclear dot and the nuclear envelope patterns may not be easily identified in the presence of other antibodies. Testing for these antibodies is indicated in patients who are AMA positive by EIA as well as patients at-risk for PBC but are AMA negative. In addition to providing additional support for PBC diagnosis in AMA-positive and AMA-negative patients, the use of HEp-2 substrate offers the possibility to identify patients at-risk for PBC who may present with coexisting systemic autoimmune rheumatic diseases (systemic lupus erythematosus, systemic sclerosis, and Sjogren syndrome) or autoimmune liver disease (autoimmune hepatitis) through additional pattern recognition.(9,10) The use of SPA for ANA testing do not provide these additional diagnostic insights. | Negative: < or =20.0 Units Equivocal: 20.1-24.9 Units Positive: > or =25.0 Units | A positive result for anti-Sp100 antibodies in the setting of chronic cholestasis after exclusion of other causes of liver disease is highly suggestive of primary biliary cholangitis. | Serologic tests for autoantibodies, including anti-Sp100, should not be relied upon exclusively to determine the etiology or prognosis of patients with primary biliary cholangitis (PBC). A negative result for anti-Sp100 antibodies does not exclude a diagnosis of PBC. Results of this assay should be used in conjunction with clinical findings and other serological tests. | 1. Younossi ZM, Bernstein D, Shiffman ML, et al. Diagnosis and management of primary biliary cholangitis. Am J Gastroenterol. 2019;114(1):48-63 2. Lindor KD, Bowlus CL, Boyer J, Levy C, Mayo M. Primary biliary cholangitis: 2018 practice guidance update from the American Association for the Study of Liver Diseases. Hepatology. 2019;69(1):394-419 3. International Consensus on ANA Patterns. AC-20 Cytoplasmic fine speckled. ICAP; 2015. Accessed August 18, 2023. Available at www.anapatterns.org/view_pattern.php?pattern=20 4. Zhang Q, Liu Z, Wu S, et al. Meta-analysis of antinuclear antibodies in the diagnosis of antimitochondrial antibody-negative primary biliary cholangitis. Gastroenterol Res Pract. 2019;2019:8959103 5. Dahlqvist G, Gaouar F, Carrat F, et al. Large-scale characterization study of patients with antimitochondrial antibodies but nonestablished primary biliary cholangitis. Hepatology. 2017;65(1):152-163 6. Nakamura M, Kondo H, Mori T, et al. Anti-gp210 and anti-centromere antibodies are different risk factors for the progression of primary biliary cirrhosis. Hepatology. 2007;45(1):118-127 7. Jaskowski TD, Nandakumar V, Novis CL, Palmer M, Tebo AE. Presence of anti-gp210 or anti-sp100 antibodies in AMA-positive patients may help support a diagnosis of primary biliary cholangitis. Clin Chim Acta. 2023;540:117219 8. Munoz-Sanchez G, Perez-Isidro A, Ortiz de Landazuri I, et al. Working algorithms and detection methods of autoantibodies in autoimmune liver disease: A nationwide study. Diagnostics (Basel). 2022;12:697 9. Favoino E, Grapsi E, Barbuti G, et al. Systemic sclerosis and primary biliary cholangitis share an antibody population with identical specificity. Clin Exp Immunol. 2023;212(1):32-38 10. Wei Q, Jiang Y, Xie J, et al. Investigation and analysis of HEp 2 indirect immunofluorescence titers and patterns in various liver diseases [published correction appears in Clin Rheumatol. 2021 Apr;40(4):1667]. Clin Rheumatol. 2020;39(8):2425-2432. doi:10.1007/s10067-020-04950-7 | This test is intended for the semi-quantitative detection of anti-Sp100 antibody of the IgG class in human serum. A purified peptide corresponding to a portion of the Sp100 protein is bound to the wells of a polystyrene microwell plate. Pre-diluted controls and diluted patient sera are added to separate wells, allowing any Sp100 antibodies present to bind to the immobilized antigen. Unbound sample is washed away, and an enzyme labeled anti-human IgG conjugate is added to each well. A second incubation allows the enzyme labeled anti-human IgG to bind to any patient antibodies, which have become attached to the microwells. After washing away any unbound enzyme labeled anti-human IgG, the remaining enzyme activity is measured by adding a chromogenic substrate and measuring the intensity of the color that develops. The assay can be evaluated spectrophotometrically by measuring and comparing the color intensity that develops in the patient wells with the control in the control wells.(Package insert: QUANTA Lite sp100 ELISA 708990. INOVA Diagnostics; Rev. 3, 12/2018) | 2 to 8 days | 14 days | This test has been cleared, approved, or is exempt by the US Food and Drug Administration and is used per manufacturer's instructions. Performance characteristics were verified by Mayo Clinic in a manner consistent with CLIA requirements. | 83516 | SP100 Antibody, IgG, S | 96565-7 | SP100 | SP100 Antibody, IgG, S | 96565-7
SPAGR | Special Red Cell Antigen Typing, Whole Blood | Additional proof of alloantibody specificity Determining possible antibody specificities in complex cases This test isnot usefulfor the purpose of establishing paternity | Hemagglutination | Yes | Special Red Cell Ag Typing | List the specific antigens desired on the order. | Container/Tube: Preferred:Pink top (EDTA) Acceptable:Lavender top (EDTA) Specimen Volume: 6 mL Pediatric Volume:3 mL blood in pink-top or lavender-top (EDTA) tube Collection Instructions:Send whole blood specimen in original tube.Do not aliquot. | See Specimen Required | The presence or absence of a cellular antigen is an inherited trait. As a general rule, individuals will not make antibody directed against an antigen present on their own red blood cells. | Reported as positive or negative | Each antigen typed will be listed by name, followed by "pos or +" indicating that the antigen is present, or by "neg or -" indicating that the antigen is absent. |  | Fung MK, Eder AF, Spitalnik SL, Westhoff CM, eds: Technical Manual. 19th ed. AABB; 2017 | Hemagglutination; technique will vary according to reagent antisera source and specificity.(Fung MK, Eder AF, Spitalnik SL, Westhoff CM, eds: Technical Manual. 19th ed. AABB; 2017) | 1 to 5 days | 14 days | This test has been cleared, approved, or is exempt by the US Food and Drug Administration and is used per manufacturer's instructions. Performance characteristics were verified by Mayo Clinic in a manner consistent with CLIA requirements. | 86905-Each red cell antigen typing (if more than one ordered) | Special Red Cell Ag Typing | 906-8 | ATBTR | Antigen(s) to be tested? | 33062-1
SS1PO | Special Stain Group I, Microorganism, Profile Only (Bill Only) |  | This test is for billing purposes only. This is not an orderable test. | Yes | SpecStain Grp I, microorg, ProfOnly | Varies | This test is for billing purposes only. This is not an orderable test. |  |  | This test is for billing purposes only. This is not an orderable test. | [6 empty] | Not Applicable | 88312-26
SS3PO | Special Stain Group III, Enzyme, Profile Only (Bill Only) |  | This test is for billing purposes only. This is not an orderable test. | Yes | SpecStain Grp III, enzyme, ProfOnly | Varies | This test is for billing purposes only. This is not an orderable test. |  |  | This test is for billing purposes only. This is not an orderable test. | [6 empty] | Not Applicable | 88319-26
SS1PC | Special Stain, Group I, Microorganisms (Bill Only) |  | This test is for billing purposes only. This is not an orderable test. | Yes | SpecStain, Grp I, microorganisms | Varies | This test is for billing purposes only. This is not an orderable test. |  |  | This test is for billing purposes only. This is not an orderable test. | [6 empty] | Not Applicable | 88312
SS2PC | Special Stain, Group II, Other (Bill Only) |  | This test is for billing purposes only. This is not an orderable test. | Yes | SpecStain, Grp II, other | Varies | This test is for billing purposes only. This is not an orderable test. |  |  | This test is for billing purposes only. This is not an orderable test. | [6 empty] | Not Applicable | 88313
SS2PO | Special Stain, Group II, Other, Profile Only (Bill Only) |  | This test is for billing purposes only. This is not an orderable test. | Yes | SpecStain, Grp II, other, Prof Only | Varies | This test is for billing purposes only. This is not an orderable test. |  |  | This test is for billing purposes only. This is not an orderable test. | [6 empty] | Not Applicable | 88313-26
SS3PC | Special Stain, Group III, Enzyme (Bill Only) |  | This test is for billing purposes only. This is not an orderable test. | Yes | SpecStain, Grp III, enzyme | Varies | This test is for billing purposes only. This is not an orderable test. |  |  | This test is for billing purposes only. This is not an orderable test. | [6 empty] | Not Applicable | 88319
SGUR | Specific Gravity, Random, Urine | As a partial assessment of the kidney's ability to concentrate urine | Refractometer | Yes | Specific Gravity, U | Urine | Container/Tube:Plastic urine container Specimen Volume:20 mL Collection Instructions: 1. Collect a random urine specimen. 2. No preservative. | 1 mL | Specific gravity (SG), the ratio of the mass of a solution compared to the mass of an equal volume of water, is an estimate of the concentration of substances dissolved in the solution. Urine SG can be used to assess the kidney's ability to concentrate or dilute urine. However, because protein, glucose, and contrast dye have molecular masses that are relatively large compared to other major components of urine (eg, sodium, chloride, potassium), they disproportionately affect SG. In these cases, urine osmolality is a better measure of urine concentration | 1.002-1.030 | Low specific gravity (SG) (1.001-1.003) may indicate the presence of diabetes insipidus, a disease caused by impaired functioning of antidiuretic hormone (ADH). Low SG also can occur in patients with glomerulonephritis, pyelonephritis, and other renal abnormalities. In these cases, the kidney has lost its ability to concentrate due to tubular damage. High SG may occur in patients with adrenal insufficiency, hepatic disease, congestive heart failure, or in patients experiencing excessive water loss due to sweating, fever, vomiting, or diarrhea. | No significant cautionary statements | 1. Schumann GB, Schweitzer SC: Examination of urine. In: Kaplan LA, Pesce AJ, eds. Clinical Chemistry, Theory, Analysis and Correlation. 3rd ed. Mosby-Year Book Inc; 1996:1118-1119 2. Free HM, ed: Modern Urine Chemistry (Manual). 8th ed. Bayer Corp; 1996:36-37 3. Perrier ET, Bottin JH, Vecchio M, Lemetais G: Criterion values for urine-specific gravity and urine color representing adequate water intake in healthy adults. Eur J Clin Nutr. 2017 Feb;71:561-563 | The refractive index of a material, which is its light-bending power as compared to air, is a physical constant, which varies directly with the chemical composition of a substance. This is accomplished by viewing a drop of solution through a lens-prism system of the total solids meter (refractometer). The refractometer measures total solids in urine to an accuracy of 0.1 g/100 mL and since it requires about 0.25 g/100 mL in total solids to change the specific gravity by about 0.001 units, optical urinometry proves excellent for clinical measurement of specific gravity. Refractometers are temperature compensated and will read standards correctly only at temperatures between 20 degrees C and 30 degrees C.(Minton DM, O’Neal EK, Torres-McGehee TM: Agreement of urine specific gravity measurements between manual and digital refractometers. J Athl Train. 2015;50[1]:59-64) | Same day/1 day | 2 Days | This test has been cleared, approved, or is exempt by the US Food and Drug Administration and is used per manufacturer's instructions. Performance characteristics were verified by Mayo Clinic in a manner consistent with CLIA requirements. |  | Specific Gravity, U | 5810-7 | SGUR | Specific Gravity, U | 5810-7
SPID2 | Specimen Identification by PCR (Bill Only) |  | This test is for billing purposes only. This is not an orderable test. | Yes | Specimen Identification by PCR | Varies | This test is for billing purposes only. This is not an orderable test. |  |  | This test is for billing purposes only. This is not an orderable test. | [6 empty] | Not Applicable | 87798
HCFPC | SpecStain, frozen (Bill Only) |  | This test is for billing purposes only. This is not an orderable test. | Yes | SpecStain, frozen | Varies | This test is for billing purposes only. This is not an orderable test. |  |  | This test is for billing purposes only. This is not an orderable test. | [6 empty] | Not Applicable | 88314
FSPNG | Spinach IgG |  | Enzyme Immunoassay (FEIA) | No | Spinach IgG | Serum | Collection Container/Tube: Preferred: Red top Acceptable: Serum gel Submission Container/tube: Plastic vial Specimen Volume: 0.5 mL Collection Instructions: 1. Draw blood in a plain red-top tube(s), serum gel tube(s) is acceptable. 2. Centrifuge and aliquot 0.5 mL of serum into a plastic vial. 3. Send refrigerate. | See Specimen Required |  | Reference ranges have not been established for food-specific IgG tests. | The clinical utility of food-specific IgG tests has not been established. These tests can be used in special clinical situations to select foods for evaluation by diet elimination and challenge in patients who have food-related complaints. It should be recognized that the presence of food-specific IgG alone cannot be taken as evidence of food allergy and only indicates immunologic sensitization by the food allergen in question. This test should only be ordered by physicians who recognize the limitations of the test. |  |  |  | 5 to 7 days |  | This test was developed and its performance characteristics determined by Eurofins Viracor. It has not been cleared or approved by the U.S. Food and Drug Administration. | 86001 | Spinach IgG | 60406-6 | FSPNG | Spinach IgG | 60406-6
SPIN | Spinach, IgE, Serum | Establishing a diagnosis of an allergy to spinach Defining the allergen responsible for eliciting signs and symptoms Identifying allergens: -Responsible for allergic response and/or anaphylactic episode -To confirm sensitization prior to beginning immunotherapy -To investigate the specificity of allergic reactions to insect venom allergens, drugs, or chemical allergens | Fluorescence Enzyme Immunoassay (FEIA) | Yes | Spinach, IgE | Serum | Collection Container/Tube: Preferred:Serum gel Acceptable:Red top Submission Container/Tube:Plastic vial Specimen Volume:0.5 mL for every 5 allergens requested Collection Instructions:Centrifuge and aliquot serum into a plastic vial. | For 1 allergen: 0.3 mL For more than 1 allergen: (0.05 mL x number of allergens) + 0.25 mL deadspace | Clinical manifestations of immediate hypersensitivity (allergic) diseases are caused by the release of proinflammatory mediators (histamine, leukotrienes, and prostaglandins) from IgE-sensitized effector cells (mast cells and basophils) when cell-bound IgE antibodies interact with an allergen. In vitro serum testing for IgE antibodies provides an indication of the immune response to allergens that may be associated with allergic disease. The allergens chosen for testing often depend upon the age of the patient, history of allergen exposure, season of the year, and clinical manifestations. In individuals predisposed to develop allergic disease, the sequence of sensitization and clinical manifestations proceed as follows: eczema and respiratory disease (rhinitis and bronchospasm) in infants and children less than 5 years due to food sensitivity (milk, egg, soy, and wheat proteins) followed by respiratory disease (rhinitis and asthma) in older children and adults due to sensitivity to inhalant allergens (dust mite, mold, and pollen inhalants). | Class,IgE kU/L,Interpretation, 0,<0.10,Negative, 0/1,0.10-0.34,Borderline/equivocal, 1,0.35-0.69,Equivocal, 2,0.70-3.49,Positive, 3,3.50-17.4,Positive, 4,17.5-49.9,Strongly positive, 5,50.0-99.9,Strongly positive, 6,> or =100,Strongly positive, | Detection of IgE antibodies in serum (class 1 or greater) indicates an increased likelihood of allergic disease as opposed to other etiologies and defines the allergens that may be responsible for eliciting signs and symptoms. The level of IgE antibodies in serum varies directly with the concentration of IgE antibodies expressed as a class score or kU/L. | Testing for IgE antibodies is not useful in patients previously treated with immunotherapy to determine if residual clinical sensitivity exists or in patients in whom the medical management does not depend upon identification of allergen specificity. Some individuals with clinically insignificant sensitivity to allergens may have measurable levels of IgE antibodies in serum, and test results must be interpreted in the clinical context. False-positive results for IgE antibodies may occur in patients with markedly elevated serum IgE (>2500 kU/L) due to nonspecific binding to allergen solid phases. | Homburger HA, Hamilton RG: Allergic diseases. In: McPherson RA, Pincus MR, eds. Henry's Clinical Diagnosis and Management by Laboratory Methods. 23rd ed. Elsevier; 2017:1057-1070 | Specific IgE from the patient's serum reacts with the allergen of interest, which is covalently coupled to an ImmunoCAP. After washing away nonspecific IgE, enzyme-labeled anti-IgE antibody is added to form a complex. After incubation, unbound anti-IgE is washed away, and the bound complex incubated with a developing agent. After stopping the reaction, the fluorescence of the eluate is measured. Fluorescence is proportional to the amount of specific IgE present in the patient's sample (ie, the higher the fluorescence value, the more IgE antibody is present).(Package insert: ImmunoCAP System Specific IgE FEIA. Phadia; Rev 06/2020) | 1 to 3 days | 14 days | This test has been cleared, approved, or is exempt by the US Food and Drug Administration and is used per manufacturer's instructions. Performance characteristics were verified by Mayo Clinic in a manner consistent with CLIA requirements. | 86003 | Spinach, IgE | 6856-9 | SPIN | Spinach, IgE | 6856-9
SMNCS | Spinal Muscular Atrophy Carrier Screening, Deletion/Duplication Analysis, Varies | General population carrier screening for spinal muscular atrophy (SMA) Carrier screening for reproductive partners of known SMA carriers Carrier screening for parents of a child with a known deletion of the survival motor neuron 1 gene (SMN1) or other family history of SMA | Dosage Analysis by Digital Droplet Polymerase Chain Reaction (ddPCR) | Yes | SMA Carrier by Del/Dup | For skin biopsy or cultured fibroblast specimens, fibroblast culture testing will be performed at an additional charge. If viable cells are not obtained, the client will be notified. | Patient Preparation:A previous bone marrow transplant from an allogenic donor will interfere with testing. Call Mayo Clinic Laboratories for instructions for testing patients who have received a bone marrow transplant. Submit only 1 of the following specimens: Specimen Type:Whole blood Container/Tube: Preferred:Lavender top (EDTA) or yellow top (ACD) Acceptable:Any anticoagulant Specimen Volume:3 mL Collection Instructions: 1. Invert several times to mix blood. 2. Send whole blood specimen in original tube.Do not aliquot. Specimen Stability Information:Ambient (preferred)/Refrigerated Additional Information:To ensure minimum volume and concentration of DNA is met, the preferred volume of blood must be submitted. Testing may be canceled if DNA requirements are inadequate. Specimen Type:Blood spot Supplies:Card-Blood Spot Collection (Filter paper) T493 Container/Tube: Preferred:Collection card (Whatman Protein Saver 903 Paper) Acceptable:PerkinElmer 226 (formerly Ahlstrom 226) filter paper or blood spot collection card Specimen Volume:5 Blood spots Collection Instructions: 1.An alternative blood collection option for a patient older than 1 year is a fingerstick. For detailed instructions, seeHow to Collect Dried Blood Spot Samples. 2. Let blood dry on the filter paper at ambient temperature in a horizontal position for a minimum of 3 hours. 3. Do not expose specimen to heat or direct sunlight. 4. Do not stack wet specimens. 5. Keep specimen dry Specimen Stability Information:Ambient (preferred)/Refrigerated Additional Information: 1. Due to lower concentration of DNA yielded from blood spot, it is possible that additional specimen may be required to complete testing. 2. For collection instructions, seeBlood Spot Collection Instructions 3. For collection instructions in Spanish, seeBlood Spot Collection Card-Spanish Instructions(T777) 4. For collection instructions in Chinese, seeBlood Spot Collection Card-Chinese Instructions(T800) Specimen Type:Cultured fibroblasts Container/Tube:T-75 or T-25 flask Specimen Volume:1 full T-75 or 2 full T-25 flasks Specimen Stability Information:Ambient (preferred)/Refrigerated <24 hours Additional Information:A separate culture charge will be assessed under CULFB / Fibroblast Culture forBiochemical or Molecular Testing. An additional 3 to 4 weeks is required to culture fibroblasts before genetic testing can occur. Specimen Type:Skin biopsy Supplies:Fibroblast Biopsy Transport Media (T115) Container/Tube:Sterile container with any standard cell culture media (eg, minimal essential media, RPMI 1640). The solution should be supplemented with 1% penicillin and streptomycin. Tubes can be supplied upon request (Eagle's minimum essential medium with 1% penicillin and streptomycin [T115]). Specimen Volume:4-mm punch Specimen Stability Information:Refrigerated (preferred)/Ambient Additional Information:A separate culture charge will be assessed under CULFB / Fibroblast Culture forBiochemical or Molecular Testing. An additional 3 to 4 weeks is required to culture fibroblasts before genetic testing can occur. Specimen Type:Tissue biopsy Supplies:Muscle Biopsy Kit (T541) Collection Instructions:Prepare and transport specimen per instructions inMuscle Biopsy Specimen Preparation Instructions. Additional Information:Muscle Biopsy Shipping Kits (T541) are available. Specimen Volume:10-80 mg Specimen Stability Information:Frozen (preferred)/Ambient/Refrigerated | Blood: 1 mL Tissue Biopsy: 200 mg | Spinal muscular atrophy (SMA) is an autosomal recessive neuromuscular disorder characterized by motor neuron degeneration leading to muscular atrophy with progressive paralysis. It is a genetically complex condition that is traditionally divided into 5 subtypes, depending on the age at which symptoms present and the motor milestones that are achieved. Presentation can range from in utero joint contractures and lack of fetal movement (type 0), to loss of ambulation in adolescence or adulthood (type IV). All patients with SMA develop symmetrical loss of muscle control, most commonly affecting proximal muscles.The American College of Medical Genetics (ACMG) and The American College of Obstetricians andGynecologists(ACOG) currently recommend offering SMA carrier screening to all couples, regardless of race or ethnicity, before conception or early in pregnancy. The most common form of SMA is associated with the loss of Survival Motor Neuron (SMN) protein, which is encoded by 2 or more genes on chromosome 5. The majority of SMN protein is expressed by theSMN1gene but a small portion of SMN is also contributed by theSMN2gene. In fact,SMN1produces more than 90% of SMN protein, whileSMN2produces about less than 10% of residual SMN protein.This occurs becauseSMN2differs fromSMN1by 5 nucleotide changes, 1 of which leads to alternative exon 7 splicing, and a reduction ofSMN2expression. Most individuals have 2 copies ofSMN1, but individuals with as many as 5 copies ofSMN1have been observed. In addition, individuals may also have 0 to 5 copies ofSMN2. SMA is most commonly caused by a homozygous deletion of exon 7 inSMN1. However, some patients with this disorder may be compound heterozygotes, with a deletion of 1 copy ofSMN1and a point mutation in the other allele. The severity of a patient's disease is associated with the number of copies ofSMN2that are present and 3 or moreSMN2copies are associated with a milder SMA phenotype. As the SMA test is a quantitative assay for the number ofSMN1exon 7 deletions, any result showing 2SMN1copies may in fact have 2 normal copies ofSMN1in cis (on the same chromosome) and a copy ofSMN1with the exon 7 deletion on the other chromosome (in trans). This is called the "2+0" carrier genotype. The frequency of the "2+0" carrier genotype differs by ancestry. Previously, it was not possible to distinguish a "2+0" carrier from an individual with 1 copy ofSMN1on each chromosome. However, following a study performed by Luo et al,(6) it is now possible to provide an adjusted genetic residual carrier risk specific to one’s ancestry, based on the presence or absence of theSMN1polymorphism g.27134T>G. The presence of this polymorphism is linked to being a "2+0" carrier in the Ashkenazi Jewish and Asian populations and it increases the chances that one is a "2+0" carrier in other populations. Please see the table below for details. SMA carrier residual risk estimates.(6) Ancestry Carrier frequency Detection rate based on copy number alone Residual risk after detection of 2 copies ofSMN1 Detection rate with addition ofSMN1g.27134T>G Residual riskof being a 2+0 carrier after absence ofSMN1g.27134T>G Residual risk of being a 2+0 carrier after presence ofSMN1g.27134T>G Ashkenazi Jewish 1 in 41.1 90% 1 in 345 94% 1 in 580 2+0 Carrier Asian 1 in 53 92.6% 1 in 628 93.3% 1 in 701.8 2+0 Carrier African American 1 in 66 71.1% 1 in 121 N/A 1 in 395.7 1 in 33.5 Hispanic 1 in 117 90.6% 1 in 1,061 N/A 1 in 1,762 1 in 139.6 European 1 in 35 94.9% 1 in 632 N/A 1 in 769.3 1 in 28.6 | An interpretive report will be provided. | An interpretive report will be provided. | Point mutations are undetectable by this assay. Nor can this assay definitively discriminate between 2 copies ofsurvival motor neuron 1 (SMN1) on the same chromosome versus 2 copies on separate chromosomes for patients of most ancestries. Rare polymorphisms exist that could lead to false-negative or false-positive results. If results obtained do not match clinical findings, additional testing should be considered. Test results should be interpreted in the context of clinical findings, family history, and other laboratory data. Errors in our interpretation of results may occur if information given is inaccurate or incomplete. | 1. D'Amico A, Mercuri E, Tiziano FD, Bertini E: Spinal muscular atrophy.Orphanet J Rare Dis 2011;6:71 2. Hendrickson BC, Donohoe C, Akmaev VR, et al: Differences in SMN1 allele frequencies among ethnic groups within North America. J Med Genet 2009;46:641-644 3. Carre A, Empey C: Review of Spinal Muscular Atrophy (SMA) for Prenatal and Pediatric Genetic Counselors. 2016;25:32-43 4. Committee on Genetics: Committee Opinion No. 690: Carrier Screening in the Age of Genomic Medicine. Obstet Gynecol 2017;129:e35-e40 5. Committee on Genetics: Committee Opinion No. 691: Carrier Screening for Genetic Conditions. Obstet Gynecol March 2017;129;e41-e55 6. Luo M, Liu L, Peter I, et al: An Ashkenazi Jewish SMN1 haplotype specific to duplication alleles improves pan-ethnic carrier screening for spinal muscular atrophy. Genet Med 2014;16:149-156 7. Prior TW, Nagan N: Spinal muscular atrophy: overview of molecular diagnostic approaches. Curr Protoc Hum Genet 2016;1:88 unit 9.27 8. Prior TW, Nagan N, Sugarman EA, et al: Technical standards and guidelines for spinal muscular atrophy testing. Genet Med 2011;13:686-694 | Droplet digital PCR method for detection and quantification of survival motor neuron 1 (SMN1) exon 7,SMN2exon 7, andSMN1rs143838139 (g.27134T>G) associated with spinal muscular atrophy (SMA). Mutation nomenclature is based on the following GenBank Accession numbers (build GRCh37 [hg19]): NM_022874.(Unpublished Mayo method) | 5 to 10 days | Whole Blood: 2 weeks (if available); Extracted DNA: 3 months | This test was developed and its performance characteristics determined by Mayo Clinic in a manner consistent with CLIA requirements. It has not been cleared or approved by the US Food and Drug Administration. | 8132988233(if appropriate)88240(if appropriate) | SMA Carrier by Del/Dup | 49857-6 | 113451 | Released By | 18771-6
SMNDX | Spinal Muscular Atrophy Diagnostic Assay, Deletion/Duplication Analysis, Varies | First-tier newborn screening for spinal muscular atrophy (SMA) Prenatal testing for SMA Diagnostic testing to confirm a suspected diagnosis of SMA | Dosage Analysis by Digital Droplet Polymerase Chain Reaction (ddPCR) | Yes | SMA Diagnostic by Del/Dup | For prenatal specimens only:If amniotic fluid (nonconfluent cultured cells) is received, amniotic fluid culture/genetic test will be added at an additional charge. | Patient Preparation:A previous bone marrow transplant from an allogenic donor will interfere with testing. For instructions for testing patients who have received a bone marrow transplant, call 800-533-1710. Submit only 1 of the following specimens: Specimen Type:Whole blood Container/Tube: Preferred:Lavender top (EDTA) or yellow top (ACD) Acceptable:Any anticoagulant Specimen Volume:3 mL Collection Instructions: 1. Invert several times to mix blood. 2. Send specimen in original tube. Additional Information:To ensure a minimum DNA amount and concentration, the preferred blood volume must be submitted. Testing may be canceled if the specimen supplied is inadequate. Specimen Stability Information:Ambient (preferred) 4 days/Refrigerated 14 days Prenatal Specimens Due to its complexity, consultation with the laboratory is required for all prenatal testing;call 800-533-1710 to speak to a genetic counselor. Submit only 1 of the following specimens: Specimen Type:Amniotic fluid Container/Tube: Preferred:Screw-capped, sterile centrifuge tubes Acceptable:T-25 flasks of confluentcultured cells Specimen Volume:20 mL Specimen Stability Information:Refrigerated (preferred)/Ambient Specimen Type:Chorionic villi Container/Tube: Preferred:15-mL tube containing 15 mL of transport media Acceptable:T-25 flasks of confluentcultured cells Specimen Volume:20 mg Specimen Stability Information:Refrigerated Specimen Type:Blood spot Container/Tube: Preferred:Collection card (Whatman Protein Saver 903 Paper) Acceptable:Perkin Elmer 226 (formerlyAhlstrom 226) filter paper, or Blood Spot Collection Card Specimen Volume:5 Blood spots Collection Instructions: 1. An alternative blood collection option for a patient >1 year of age is a finger stick. 2. Let blood dry on the filter paper at ambient temperature in a horizontal position for a minimum of 3 hours. 3. Do not expose specimen to heat or direct sunlight. 4. Do not stack wet specimens. 5. Keep specimen dry Specimen Stability Information:Ambient (preferred)/Refrigerated Additional Information: 1. For collection instructions, seeBlood Spot Collection Instructionsin Special Instructions. 2. For collection instructions in Spanish, seeBlood Spot Collection Card-Spanish Instructions(T777) in Special Instructions. 3. For collection instructions in Chinese, seeBlood Spot Collection Card-Chinese Instructions(T800) in Special Instructions. | Blood: 1 mL Amniotic Fluid: 10 mL Chorionic villi: 5 mg | Spinal muscular atrophy (SMA) is an autosomal recessive neuromuscular disorder characterized by motor neuron degeneration leading to muscular atrophy with progressive paralysis. It is a genetically complex condition that is traditionally divided into 5 subtypes, depending on the age at which symptoms present and the motor milestones that are achieved. Presentation can range from in utero joint contractures and lack of fetal movement (type 0), to loss of ambulation in adolescence or adulthood (Type IV). All patients with SMA develop symmetrical loss of muscle control, most commonly affecting proximal muscles.The American College of Medical Genetics and Genomics (ACMG) and The American Congress of Obstetricians andGynecologists(ACOG) currently recommend offering SMA carrier screening to all couples, regardless of race or ethnicity, before conception or early in pregnancy. The most common form of SMA is associated with the loss of survival motor neuron (SMN) protein, which is encoded by 2 or more genes on chromosome 5. The majority of SMN protein is expressed by theSMN1gene but a small portion of SMN is also contributed by theSMN2gene. In fact,SMN1produces more than 90% of SMN protein, whileSMN2produces less than 10% of residual SMN protein.This occurs becauseSMN2differs fromSMN1by 5 nucleotide changes, one of which leads to alternative exon 7 splicing, and a reduction ofSMN2expression. Most individuals have 2 copies ofSMN1, but individuals with as many as 5 copies ofSMN1have been observed. In addition, individuals may also have 0 to 5 copies ofSMN2. SMA is most commonly caused by a homozygous deletion of exon 7 inSMN1. However, some patients with this disorder may be compound heterozygotes, with a deletion of 1 copy ofSMN1and a point alteration in the other allele. The severity of a patient's disease is associated with the number of copies ofSMN2that are present and 3 or moreSMN2copies are associated with a milder SMA phenotype. As the SMA test is a quantitative assay for the number ofSMN1exon 7 deletions, any result showing 2 or moreSMN1copies may, in fact, have 2 copies ofSMN1in cis (on the same chromosome) and a copy ofSMN1with the exon 7 deletion on the other chromosome (in trans). This is called the "2+0" carrier genotype. The frequency of the "2+0" carrier genotype differs by ancestry. Previously, it was not possible to distinguish a "2+0" carrier from an individual with one copy ofSMN1on each chromosome. However, following a study performed by Luo et al,(2) it is now possible to provide an adjusted genetic residual carrier risk specific to one's ancestry, based on the presence or absence of theSMN1alteration g.27134T>G. The presence of this alteration is linked to being a "2+0" carrier in the Ashkenazi Jewish and Asian populations, and it increases the chances that one is a "2+0" carrier in other populations. See the table below for details. SMA carrier residual risk estimates.(2) Ancestry Carrier frequency Detection rate based on copy number alone Residual risk after detection of 2 copies ofSMN1 Detection rate with addition ofSMN1g.27134T>G Residual risk of being a 2+0 carrier after absence ofSMN1g.27134T>G Residual risk of being a 2+0 carrier after presence ofSMN1g.27134T>G Ashkenazi Jewish 1 in 41.1 90% 1 in 345 94% 1 in 580 2+0 Carrier Asian 1 in 53 92.6% 1 in 628 93.3% 1 in 701.8 2+0 Carrier African American 1 in 66 71.1% 1 in 121 N/A 1 in 395.7 1 in 33.5 Hispanic 1 in 117 90.6% 1 in 1,061 N/A 1 in 1,762 1 in 139.6 European 1 in 35 94.9% 1 in 632 N/A 1 in 769.3 1 in 28.6 | An interpretive report will be provided. | An interpretive report will be provided. | Point mutations are undetectable by this assay. Nor can this assay definitively discriminate between 2 copies ofsurvival motor neuron 1 (SMN1) on the same chromosome versus 2 copies on separate chromosomes for patients of most ancestries. Rare polymorphisms exist that could lead to false-negative or false-positive results. If results obtained do not match clinical findings, additional testing should be considered. Test results should be interpreted in the context of clinical findings, family history, and other laboratory data. Errors in our interpretation of results may occur if information given is inaccurate or incomplete. | 1. Newborn Screening ACT Sheet [Exon 7 Deletion (Pathogenic Variant) in Survival Motor Neuron Gene (SMN1)] Spinal Muscular Atrophy (SMA). American College of Medical Genetics and Genomics; 2020. Accessed September 25, 2024. Available at www.acmg.net/PDFLibrary/SMA-ACT-Sheet.pdf 2. Luo M, Liu L, Peter I, et al: An Ashkenazi Jewish SMN1 haplotype specific to duplication alleles improves pan-ethnic carrier screening for spinal muscular atrophy. Genet Med. 2014;16:149-156. doi: 10.1038/gim.2013.84 3. Hendrickson BC, Donohoe C, Akmaev VR, et al: Differences in SMN1 allele frequencies among ethnic groups within North America. J Med Genet. 2009;46:641-644. doi:10.1136/jmg.2009.066969 4. Carre A, Empey C: Review of spinal muscular atrophy (SMA) for prenatal and pediatric genetic counselors. J Genet Couns. 2016;25:32-43. doi:10.1007/s10897-015-9859-z 5. Committee on Genetics: Committee Opinion No. 690: Carrier Screening in the Age of Genomic Medicine. Obstet Gynecol. 2017;129:e35-e40. doi:10.1097/AOG.0000000000001951 6. Committee on Genetics: Committee Opinion No. 691: Carrier Screening for Genetic Conditions. Obstet Gynecol. March 2017;129;e41-e55. doi:10.1097/AOG.0000000000001952 7. D'Amico A, Mercuri E, Tiziano FD, Bertini E: Spinal muscular atrophy. Orphanet J Rare Dis. 2011;6:71. doi: 10.1186/1750-1172-6-71 8. Prior TW, Nagan N: Spinal muscular atrophy: overview of molecular diagnostic approaches. Curr Protoc Hum Genet. 2016;1:88 unit 9.27. doi:10.1002/0471142905.hg0927s88 9. Prior TW, Nagan N, Sugarman EA, Batish SD, Braastad C: Technical standards and guidelines for spinal muscular atrophy testing. Genet Med, 2011;13:686-694. doi:10.1097/GIM.0b013e318220d523 | Droplet digital polymerase chain reaction method for detection and quantification of survival motor neuron 1 (SMN1) exon 7,SMN2exon 7, andSMN1rs143838139 (g.27134T>G) associated with spinal muscular atrophy (SMA). Variant nomenclature is based on the following GenBank Accession numbers (build GRCh37 [hg19]): NM_022874.(Unpublished Mayo method) | 5 to 10 days | Whole Blood: 2 weeks (if available); Extracted DNA: 3 months | This test was developed and its performance characteristics determined by Mayo Clinic in a manner consistent with CLIA requirements. It has not been cleared or approved by the US Food and Drug Administration. | 8132988235(if appropriate)88240(if appropriate)88233 (if appropriate)88240 (if appropriate)81265(if appropriate) | SMA Diagnostic by Del/Dup | 49857-6 | 113458 | Released By | 18771-6
SBULB | Spinobulbar Muscular Atrophy (Kennedy Disease), Molecular Analysis, Varies | Molecular confirmation of clinically suspected cases of sporadic or familial spinobulbar muscular atrophy (SBMA) Presymptomatic testing for individuals with a family history of SBMA and a documented expansion in the androgen receptor (AR) gene | Polymerase Chain Reaction (PCR) | Yes | Spinobulbar Musc Atrophy, Kennedy's | For more information seeInherited Motor Neuron Disease and Dementia Testing Algorithm | Patient Preparation:A previous bone marrow transplant from an allogenic donor will interfere with testing. Call 800-533-1710 for instructions for testing patients who have received a bone marrow transplant. Specimen Type:Whole blood Container/Tube: Preferred:Lavender top (EDTA) or yellow top (ACD) Acceptable:Any anticoagulant Specimen Volume:3 mL Collection Instructions: 1. Invert several times to mix blood. 2. Send specimen in original tube. | 0.5 mL | X-linked spinal and bulbar muscular atrophy (spinobulbar muscular atrophy: SBMA; or Kennedy disease) is characterized by onset of progressive muscle weakness, atrophy, and fasciculations typically in the fourth or fifth decade of life. Affected patients also have signs of androgen insensitivity such as gynecomastia, reduced fertility, and testicular atrophy. The clinical severity and age at onset can be quite variable, even within families. Because this is an X-linked disease, males manifest this disorder and females are generally asymptomatic carriers. However, there have been reports of female carriers who exhibit symptoms such as muscle weakness and cramping. SBMA is caused by an expansion of the CAG trinucleotide repeat in exon 1 of the human androgen receptor (AR) gene. This trinucleotide repeat is polymorphic in the general population, with the number of repeats ranging from 11 to 34. The number of repeats found in affected individuals can range from 38 to 62. There is no consensus as to the clinical significance of alleles of 35 CAG repeats and literature suggests that alleles of 36 to 37 CAG repeats may be associated with reduced penetrance.As with other trinucleotide repeat disorders, anticipation is frequently observed and larger CAG expansions are associated with earlier onset and a more rapid clinical progression. | Normal alleles: 11-34 CAG repeats Abnormal alleles: 36-62 CAG repeats An interpretive report will be provided. | An interpretive report will be provided. | For predictive testing, it is important to first document the presence of a CAG-repeat amplification in the androgen receptor (AR) gene in an affected family member to confirm that molecular expansion is the underlying mechanism of disease in the family. We strongly recommend that patients undergoing predictive testing receive genetic counseling both prior to testing and after results are available. Predictive testing of an asymptomatic child is not recommended. Test results should be interpreted in the context of clinical findings, family history, and other laboratory data. Errors in our interpretation of results may occur if information given is inaccurate or incomplete.. Current evidence suggests that the majority of individuals with spinobulbar muscular atrophy (SBMA) have a CAG-repeat expansion. However, we cannot eliminate the possibility that another type of mutation not detected by our assay is present within theARgene. | Pinsky L, Beitel LK, Trifiro MA: Spinobulbar Muscular Atrophy.InThe Metabolic and Molecular Basis of Inherited Disease. Vol 4. 8th edition. Edited by CR Scriver. AL Beaudet, WS Sly, et al. New York, McGraw-Hill Book Company, 2001, pp 4147-4157 | Direct mutation analysis. A PCR-based assay is used to detect amplification-type mutations (CAG-repeat expansion) within theARgene. (Doyu M, Sobue G, Mukai E, et al: Severity of X-linked recessive bulbospinal neuronopathy correlated with size of the tandem CAG repeat in androgen receptor gene. Ann Neurol 1992;31:707-710) | 14 to 21 days | Whole Blood: 2 weeks (if available) Extracted DNA: 3 months | This test was developed and its performance characteristics determined by Mayo Clinic in a manner consistent with CLIA requirements. It has not been cleared or approved by the US Food and Drug Administration. | 81204-AR (androgen receptor)(eg, spinal and bulba muscular atrophy, Kennedy disease, X chromosome inactivation) gene analysis; characterization of alleles (eg, expanded size or methylation status) | Spinobulbar Musc Atrophy, Kennedy's | 35359-9 | 53348 | Released By | 18771-6
SCAP | Spinocerebellar Ataxia Repeat Expansion Panel, Varies | Molecular confirmation of clinically suspected spinocerebellar ataxia when a specific subtype isn’t suspected | Polymerase Chain Reaction (PCR) | Yes | Spinocerebellar Ataxia Panel | Varies | Specimen Type:Whole blood Patient Preparation:A previous bone marrow transplant from an allogenic donor will interfere with testing. Call 800-533-1710 for instructions for testing patients who have received a bone marrow transplant. Container/Tube: Preferred:Lavender top (EDTA) or yellow top (ACD) Acceptable:Any anticoagulant Specimen Volume:3 mL Collection Instructions: 1. Invert several times to mix blood. 2. Send whole blood specimen in original tube.Do not aliquot. | 0.5 mL | Spinocerebellar Ataxia Type 1: Spinocerebellar ataxia type 1 (SCA1) is characterized by progressive ataxia, dysarthria, eventual deterioration of bulbar functions, and ophthalmoplegia. Onset typically occurs in the third to fourth decade of life. Most individuals present with difficulties in gait or slurred speech. SCA1 is caused by an expansion of the CAG (cytosine-adenine-guanine) trinucleotide repeat in theATXN1gene. This trinucleotide repeat is polymorphic in the general population, with the number of benign repeats ranging from 6 to 37. The pathogenicity of the repeat is dependent on the presence or absence of CAT (cytosine-adenine-thymine) trinucleotide repeats that interrupt the CAG repeats. Therefore, individuals with 36 to 37 uninterrupted CAG repeats are predisposed to having a child with an expanded allele. In affected individuals, the CAG expansions are greater than 38 uninterrupted CAG repeats or greater than 44 repeats, regardless of the presence or absence of CAT repeat interruptions. The presence of CAT repeats in an individual with 36 to 43 CAG repeats is considered normal and not disease-causing. In contrast, 38 CAG repeats without CAT repeats are of uncertain significance. There is a report of an individual with very last onset SCA1 with 38 CAG repeats. Reduced penetrance has been associated with 44 CAG repeats. As with other trinucleotide repeat disorders, large CAG expansions are associated with earlier onset and a more severe clinical course. Spinocerebellar Ataxia Type 2:Spinocerebellar ataxia type 2 (SCA2) is characterized by slowly progressive ataxia, dysarthria, and slow saccadic eye movements. The mean age of onset is in the fourth decade, but symptoms may appear from childhood to later adulthood. SCA2 is caused by an expansion of the CAG trinucleotide repeat in theATXN2gene. This trinucleotide repeat is polymorphic in the general population, with the number of benign repeats less than 32. However, 29 to 31 heterozygous repeats have been associated with an increased exponential risk for amyotrophic lateral sclerosis (ALS). Additionally, there has been a report of an individual homozygous for 31 repeats with late-onset cerebellar ataxia. In contrast, 27 repeats have been associated with a protective effect for ALS. In affected individuals, the CAG expansion is greater than 34 repeats, with the most common disease-causing alleles having 37 to 39 repeats. Larger CAG expansions are associated with an earlier age of onset but repeat length cannot predict age of onset or disease severity. A CAG expansion of 32 repeats is of unclear clinical significance. Repeats in the 33 to 34 range are associated with reduced penetrance. Spinocerebellar Ataxia Type 3: Spinocerebellar ataxia type 3 (SCA3), also known as Machado-Joseph disease, is characterized by progressive cerebellar ataxia and pyramidal signs. The age of onset is highly variable but most commonly occurs in the second to fifth decade of life. Individuals may present with gait problems, speech difficulties, clumsiness, or visual blurring. SCA3 is caused by an expansion of the CAG trinucleotide repeat in theATXN3gene. This trinucleotide repeat is polymorphic in the general population, with the number of benign repeats ranging from 12 to 44. In affected individuals, the CAG expansion ranges from 60 to 87 repeats. A loose correlation exists between repeat length and clinical phenotype. Individuals with 45 to 59 CAG repeats are predisposed to having a child with an expanded allele and may or may not have symptoms themselves. There have been reports of reduced penetrant and nonpenetrant alleles with repeats in this range. Spinocerebellar Ataxia Type 6: Spinocerebellar ataxia type 6 (SCA6) is characterized by adult-onset, slowly progressive cerebellar ataxia, dysarthria, and nystagmus. The mean age of onset is 43 to 52 years. Initial symptoms include unsteadiness, stumbling, and imbalance. SCA6 is caused by an expansion of the CAG trinucleotide repeat in theCACNA1Agene. This trinucleotide repeat is polymorphic in the general population, with the number of benign repeats less than 19. In affected individuals, the CAG expansion ranges from 20 to 33 repeats. Larger CAG expansions are associated with an earlier age of onset. A CAG expansion of 19 repeats is of unclear clinical significance. Individuals with 19 CAG repeats are predisposed to having a child with an expanded allele. Additionally, homozygous abnormal expansions have been reported in individuals with younger age of onset and a more severe phenotype. Spinocerebellar Ataxia Type 7: Spinocerebellar ataxia type 7 (SCA7) is characterized by progressive cerebellar ataxia, including dysarthria and dysphagia, and con-rod and retinal dystrophy. Onset ranges from infancy to the fifth or sixth decade of life. SCA7 is caused by an expansion of the CAG trinucleotide repeat in theATXN7gene. This trinucleotide repeat is polymorphic in the general population, with the number of benign repeats less than 19. In affected individuals, the CAG expansion is greater than 36 repeats. A CAG expansion of 19 to 27 repeats is of unclear clinical significance. Individuals with 28 to 33 repeats are predisposed to having a child with an expanded allele but are unlikely to have symptoms themselves. Thirty-four to 36 repeats are associated with reduced penetrance, and when symptoms do occur, they are more likely to be associated with later onset and a milder phenotype. | SPINOCEREBELLAR ATAXIA TYPE 1 Normal alleles: <36 CAG repeats Normal alleles with CAT interruptions: 36-43 repeats Intermediate alleles without CAT interruptions: 36-37 repeats Uncertain significance: 38 repeats Expanded alleles without CAT interruptions: >38 CAG repeats Expanded alleles with CAT interruptions: >43 CAG repeats SPINOCEREBELLAR ATAXIA TYPE 2 Normal alleles: <32 repeats Uncertain significance: 31 homozygous and 32 repeats Reduced penetrance: 33-34 repeats Expanded alleles: >34 repeats SPINOCEREBELLAR ATAXIA TYPE 3 Normalalleles:<45 repeats Intermediate alleles: 45-59 repeats Expandedalleles:>59 repeats SPINOCEREBELLAR ATAXIA TYPE 6 Normalalleles: <19 repeats Intermediate alleles: 19 heterozygous repeats Uncertain significance: 19 homozygous repeats Expandedalleles:>19 repeats SPINOCEREBELLAR ATAXIA TYPE 7 Normalalleles:<19 repeats Uncertain significance: 19-27 repeats Intermediate alleles: 28-33 repeats Reduced penetrance: 34-36 repeats Expandedalleles:>36 repeats An interpretive report will be provided. | An interpretive report will be provided. | For predictive testing, it is important to first document the presence of a CAG (cytosine-adenine-guanine)-repeat expansion in an affected family member to confirm that the repeat expansion is the underlying mechanism of disease in the family. It is strongly recommended that patients undergoing predictive testing receive genetic counseling both prior to testing and after results are available. Test results should be interpreted in the context of clinical findings, family history, and other laboratory data. Errors in the interpretation of results may occur if information given is inaccurate or incomplete. Due to somatic mosaicism, repeat size identified in the peripheral blood specimen may not reflect the repeat size in untested tissues (eg, central nervous system). In addition, a negative result does not rule out the presence of a variant in the mosaic state that may be present but below the limit of detection of this assay (approximately 10%). Rare sequence variants immediately downstream of the spinocerebellar ataxiarepeat regions may interfere with genotype results but are not expected to affect repeat-primed peaks. Rare undocumented alterations (ie, polymorphisms) in the polymerase-chain reaction primer binding regions may lead to false-negative results. | 1. Soong BW, Morrison PJ: Spinocerebellar ataxias. Handb Clin Neurol. 2018;155:143-174. doi: 10.1016/B978-0-444-64189-2.00010-X 2. Buijsen RAM, Toonen LJA, Gardiner SL, van Roon-Mom WMC: Genetics, mechanisms, and therapeutic progress in polyglutamine spinocerebellar ataxias. Neurotherapeutics. 2019 Apr;16(2):263-286. doi: 10.1007/s13311-018-00696-y | A polymerase-chain reaction-based assay is used to amplify across the region of theATXN1,ATXN2,ATXN3,CACNA1A, orATXN7genes containing CAG (cytosine-adenine-guanine) repeats. Additionally, testing assesses for CAT (cytosine-adenine-thymine) trinucleotides that interrupt the CAG repeat tract within theATXN1gene.(Unpublished Mayo method) | 21 to 28 days | Whole blood: 2 weeks (if available) Extracted DNA: 3 months | This test was developed and its performance characteristics determined by Mayo Clinic in a manner consistent with CLIA requirements. It has not been cleared or approved by the US Food and Drug Administration. | 811788117981180811818118481479 (if appropriate for government payers) | Spinocerebellar Ataxia Panel | In Process | 609511 | Source | 31208-2
SCARA | Spinocerebellar Ataxia Type 1, 2, 3, 6, or 7, Repeat Expansion Analysis, Varies | Diagnostic or predictive testing when clinical symptoms or a family history are specific to only one type of spinocerebellar ataxia | Polymerase Chain Reaction (PCR) | Yes | SCA 1,2,3,6, or 7 Repeat Analysis | For prenatal specimens only: | Patient Preparation:A previous bone marrow transplant from an allogenic donor will interfere with testing. For instructions for testing patients who have received a bone marrow transplant, call 800-533-1710. Submit only 1 of the following specimens: Specimen Type:Whole blood Container/Tube: Preferred:Lavender top (EDTA) or yellow top (ACD) Acceptable:Any anticoagulant Specimen Volume:3 mL Collection Instructions: 1. Invert several times to mix blood. 2. Send whole blood specimen in original tube.Do notaliquot. Specimen Stability Information:Ambient (preferred) 4 days/Refrigerated Prenatal Specimens Due to its complexity, consultation with the laboratory is required for all prenatal testing;call 800-533-1710 to speak to a genetic counselor. Specimen Type:Amniotic fluid Container/Tube:Amniotic fluid container Specimen Volume:20 mL Specimen Stability Information:Refrigerated (preferred)/Ambient Additional information: 1.A separate culture charge will be assessed underCULAF / Culture for Genetic Testing, Amniotic Fluid. 2. All prenatal specimens must be accompanied by a maternal blood specimen; order MATCC / Maternal Cell Contamination, Molecular Analysis, Varies on the maternal specimen. Specimen Type:Chorionic villi Container/Tube:15-mL tube containing 15 mL of transport media Specimen Volume:20 mg Specimen Stability Information:Refrigerated Additional Information: 1. A separate culture charge will be assessed under CULFB / Fibroblast Culture for Biochemical or Molecular Testing. 2. All prenatal specimens must be accompanied by a maternal blood specimen;order MATCC / Maternal Cell Contamination, Molecular Analysis, Varies on the maternal specimen. Acceptable: Specimen Type:Confluent cultured cells Container/Tube:T-25 flask Specimen Volume:2 Full flasks Collection Instructions:Submit confluent cultured cells from another laboratory. Specimen Stability Information:Ambient (preferred)/Refrigerated Additional Information: All prenatal specimens must be accompanied by a maternal blood specimen;order MATCC / Maternal Cell Contamination, Molecular Analysis, Varies on the maternal specimen. | Amniotic fluid: 10 mL Blood: 0.5 mL Chorionic villi: 5 mg | Spinocerebellar Ataxia Type 1: Spinocerebellar ataxia type 1 (SCA1) is characterized by progressive ataxia, dysarthria, eventual deterioration of bulbar functions, and ophthalmoplegia. Onset typically occurs in the third to fourth decade of life. Most individuals present with difficulties in gait or slurred speech. SCA1 is caused by an expansion of the CAG (cytosine-adenine-guanine) trinucleotide repeat in theATXN1gene. This trinucleotide repeat is polymorphic in the general population, with the number of benign repeats ranging from 6 to 37. The pathogenicity of the repeat is dependent on the presence or absence of CAT (cytosine-adenine-thymine) trinucleotide repeats that interrupt the CAG repeats. Therefore, individuals with 36 to 37 uninterrupted CAG repeats are predisposed to having a child with an expanded allele. In affected individuals, the CAG expansions are greater than 38 uninterrupted CAG repeats or greater than 44 repeats, regardless of the presence or absence of CAT repeat interruptions. The presence of CAT repeats in an individual with 36 to 43 CAG repeats is considered normal and not disease-causing. In contrast, 38 CAG repeats without CAT repeats are of uncertain significance. There is a report of an individual with very last onset SCA1 with 38 CAG repeats. Reduced penetrance has been associated with 44 CAG repeats. As with other trinucleotide repeat disorders, large CAG expansions are associated with earlier onset and a more severe clinical course. Spinocerebellar Ataxia Type 2: Spinocerebellar ataxia type 2 (SCA2) is characterized by slowly progressive ataxia, dysarthria, and slow saccadic eye movements. The mean age of onset is in the fourth decade, but symptoms may appear from childhood to later adulthood. SCA2 is caused by an expansion of the CAG trinucleotide repeat in theATXN2gene. This trinucleotide repeat is polymorphic in the general population, with the number of benign repeats less than 32. However, 29 to 31 heterozygous repeats have been associated with an increased exponential risk for amyotrophic lateral sclerosis (ALS). Additionally, there has been a report of an individual homozygous for 31 repeats with late-onset cerebellar ataxia. In contrast, 27 repeats have been associated with a protective effect for ALS. In affected individuals, the CAG expansion is greater than 34 repeats, with the most common disease-causing alleles having 37 to 39 repeats. Larger CAG expansions are associated with an earlier age of onset but repeat length cannot predict age of onset or disease severity. A CAG expansion of 32 repeats is of unclear clinical significance. Repeats in the 33 to 34 range are associated with reduced penetrance. Spinocerebellar Ataxia Type 3: Spinocerebellar ataxia type 3 (SCA3), also known as Machado-Joseph disease, is characterized by progressive cerebellar ataxia and pyramidal signs. The age of onset is highly variable but most commonly occurs in the second to fifth decade of life. Individuals may present with gait problems, speech difficulties, clumsiness, or visual blurring. SCA3 is caused by an expansion of the CAG trinucleotide repeat in theATXN3gene. This trinucleotide repeat is polymorphic in the general population, with the number of benign repeats ranging from 12 to 44. In affected individuals, the CAG expansion ranges from 60 to 87 repeats. A loose correlation exists between repeat length and clinical phenotype. Individuals with 45 to 59 CAG repeats are predisposed to having a child with an expanded allele and may or may not have symptoms themselves. There have been reports of reduced penetrant and nonpenetrant alleles with repeats in this range. Spinocerebellar Ataxia Type 6: Spinocerebellar ataxia type 6 (SCA6) is characterized by adult-onset, slowly progressive cerebellar ataxia, dysarthria, and nystagmus. The mean age of onset is 43 to 52 years. Initial symptoms include unsteadiness, stumbling, and imbalance. SCA6 is caused by an expansion of the CAG trinucleotide repeat in theCACNA1Agene. This trinucleotide repeat is polymorphic in the general population, with the number of benign repeats less than 19. In affected individuals, the CAG expansion ranges from 20 to 33 repeats. Larger CAG expansions are associated with an earlier age of onset. A CAG expansion of 19 repeats is of unclear clinical significance. Individuals with 19 CAG repeats are predisposed to having a child with an expanded allele. Additionally, homozygous abnormal expansions have been reported in individuals with younger age of onset and a more severe phenotype. Spinocerebellar Ataxia Type 7: Spinocerebellar ataxia type 7 (SCA7) is characterized by progressive cerebellar ataxia, including dysarthria and dysphagia, and con-rod and retinal dystrophy. Onset ranges from infancy to the fifth or sixth decade of life. SCA7 is caused by an expansion of the CAG trinucleotide repeat in theATXN7gene. This trinucleotide repeat is polymorphic in the general population, with the number of benign repeats less than 19. In affected individuals, the CAG expansion is greater than 36 repeats. A CAG expansion of 19 to 27 repeats is of unclear clinical significance. Individuals with 28 to 33 repeats are predisposed to having a child with an expanded allele but are unlikely to have symptoms themselves. Thirty-four to 36 repeats are associated with reduced penetrance, and when symptoms do occur, they are more likely to be associated with later onset and a milder phenotype. | SPINOCEREBELLAR ATAXIA TYPE 1 Normal alleles: <36 CAG repeats Normal alleles with CAT interruptions: 36-43 repeats Intermediate alleles without CAT interruptions: 36-37 repeats Uncertain significance: 38 repeats Expanded alleles without CAT interruptions: >38 CAG repeats Expanded alleles with CAT interruptions: >43 CAG repeats SPINOCEREBELLAR ATAXIA TYPE 2 Normal alleles: <32 repeats Uncertain significance: 31 homozygous and 32 repeats Reduced penetrance: 33-34 repeats Expanded alleles: >34 repeats SPINOCEREBELLAR ATAXIA TYPE 3 Normalalleles:<45 repeats Intermediate alleles: 45-59 repeats Expandedalleles:>59 repeats SPINOCEREBELLAR ATAXIA TYPE 6 Normalalleles: <19 repeats Intermediate alleles: 19 heterozygous repeats Uncertain significance: 19 homozygous repeats Expandedalleles:>19 repeats SPINOCEREBELLAR ATAXIA TYPE 7 Normalalleles:<19 repeats Uncertain significance: 19-27 repeats Intermediate alleles: 28-33 repeats Reduced penetrance: 34-36 repeats Expandedalleles:>36 repeats An interpretive report will be provided. | An interpretive report will be provided. | For predictive testing, it is important to first document the presence of a CAG (cytosine-adenine-guanine)-repeat expansion in an affected family member to confirm that the repeat expansion is the underlying mechanism of disease in the family. It is strongly recommended that patients undergoing predictive testing receive genetic counseling both prior to testing and after results are available. Test results should be interpreted in the context of clinical findings, family history, and other laboratory data. Errors in the interpretation of results may occur if information given is inaccurate or incomplete. Due to somatic mosaicism, repeat size identified in the peripheral blood specimen may not reflect the repeat size in untested tissues (eg, central nervous system). In addition, a negative result does not rule out the presence of a variant in the mosaic state that may be present but below the limit of detection of this assay (approximately 10%). Rare sequence variants immediately downstream of the spinocerebellar ataxiarepeat regions may interfere with genotype results but are not expected to affect repeat-primed peaks. Rare undocumented alterations (ie, polymorphisms) in the polymerase chain reaction primer binding regions may lead to false-negative results. | 1. Soong BW, Morrison PJ: Spinocerebellar ataxias. Handb Clin Neurol. 2018;155:143-174. doi: 10.1016/B978-0-444-64189-2.00010-X 2. Buijsen RAM, Toonen LJA, Gardiner SL, van Roon-Mom WMC: Genetics, mechanisms, and therapeutic progress in polyglutamine spinocerebellar ataxias. Neurotherapeutics. 2019 Apr;16(2):263-286. doi: 10.1007/s13311-018-00696-y | A polymerase-chain reaction-based assay is used to amplify across the region of theATXN1,ATXN2,ATXN3,CACNA1A, orATXN7gene containing CAG (cytosine-adenine-guanine) repeats. Additionally, testing assesses for CAT (cytosine-adenine-thymine) trinucleotides that interrupt the CAG repeat tract within theATXN1gene.(Unpublished Mayo method) | 21 to 28 days | Whole blood: 2 weeks (if available); Extracted DNA: 3 months; Amniotic fluid, chorionic villi, cultured chorionic villi: 1 month | This test was developed and its performance characteristics determined by Mayo Clinic in a manner consistent with CLIA requirements. It has not been cleared or approved by the US Food and Drug Administration. | 88233-Fibroblast Culture (if appropriate)88235-Amniotic Fluid Culture (if appropriate)88240-Cryopreservation (if appropriate)81265-Maternal Cell Contamination (if appropriate)81178 (if appropriate)81179 (if appropriate)81180 (if appropriate)81181 (if appropriate)81184 (if appropriate) | SCA 1,2,3,6, or 7 Repeat Analysis | In Process | 609708 | Released By | 18771-6
SPIRO | Spirochete Immunostain, Technical Component Only | This test will identify spirochete organisms in cases of intestinal spirochetosis, as well as cases of syphilis caused by infection with the spirocheteTreponema pallidum. | Immunohistochemistry | Yes | Spirochete, IHC Tech Only | For the initial technical component only immunohistochemical (IHC) stain performed, the appropriate bill-only test ID will be reflexed and charged (IHTOI). For each additional technical component only IHC stain performed, an additional bill-only test ID will be reflexed and charged (IHTOA). | Supplies:Immunostain Technical Only Envelope (T693) Specimen Type:Tissue Container/Tube:Immunostain Technical Only Envelope Preferred:2 Unstained positively charged glass slide (25- x 75- x 1-mm) per test ordered; sections 4-microns thick Acceptable:Formalin-fixed, paraffin-embedded (FFPE) tissue block |  | This test will identify spirochete organisms in cases of intestinal spirochetosis, as well as cases of syphilis caused by infection with the spirocheteTreponema pallidum. |  | This test does not include pathologist interpretation; only technical performance of the stain is performed. If an interpretation is required, order PATHC / Pathology Consultation for a full diagnostic evaluation or second opinion of the case. The positive and negative controls are verified as showing appropriate immunoreactivity and documentation is retained at Mayo Clinic Rochester. If a control tissue is not included on the slide, a scanned image of the relevant quality control tissue is available upon request. Contact 855-516-8404. Interpretation of this test should be performed in the context of the patient's clinical history and other diagnostic tests by a qualified pathologist. | Contamination and cross-reactivity with other microorganisms, including other spirochetes, may lead to nonspecific staining. Clinical and serologic correlation is recommended for diagnostic confirmation. Age of a cut paraffin section can affect immunoreactivity. Stability thresholds vary widely among published literature and are antigen dependent. Best practice is for paraffin sections to be cut within 6 weeks. | 1. Muller H, Eisendle K, Brauninger W, Kutzner H, Cerroni L, Zelger B. Comparative analysis of immunohistochemistry, polymerase chain reaction and focus-floating microscopy for the detection of Treponema pallidum in mucocutaneous lesions of primary, secondary and tertiary syphilis. Br J Dermatol. 2011;165(1):50-60 2. Theel ES, Katz SS, Pillay A. Molecular and direct detection tests for Treponema pallidum subspecies pallidum: a review of the literature, 1964-2017. Clin Infect Dis. 2020;71(Suppl 1):S4-S12. doi: 10.1093/cid/ciaa176 3. Fukuda H, Takahashi M, Kato K, Oharaseki T, Mukai H. Multiple primary syphilis on the lip, nipple-areola and penis: An immunohistochemical examination of Treponema pallidum localization using an anti-T. pallidum antibody. J Dermatol. 2015;42(2):515-517 | Immunohistochemistry on sections of paraffin-embedded tissue.(Unpublished Mayo method) | 1 to 3 days | Until staining is complete. | This test has been cleared, approved, or is exempt by the US Food and Drug Administration and is used per manufacturer's instructions. Performance characteristics were verified by Mayo Clinic in a manner consistent with CLIA requirements. | 88342-TC, primary88341-TC, if additional IHC | Spirochete, IHC Tech Only | No LOINC Needed | 619429 | Spirochete, IHC Tech Only | No LOINC Needed
SFGP | Spotted Fever Group Antibody, IgG and IgM, Serum | Aiding in the diagnosis of spotted fever group rickettsial infections | Immunofluorescence | Yes | Spotted Fever Group Ab, IgG, IgM, S | For more information seeAcute Tick-Borne Disease Testing Algorithm. | Collection Container/Tube: Preferred:Serum gel Acceptable:Red top Submission Container/Tube:Plastic vial Specimen Volume:0.5 mL Collection Instructions:Centrifuge and aliquot serum into plastic vial. | 0.2 mL | Species ofRickettsiaare small (0.3-0.5 mcm x 1-2 mcm) obligately intracellular bacteria (Proteobacteria). They have a gram-negative cell wall structure.Rickettsiaeare found in arthropod hosts for at least part of their life cycle. Rickettsial infections in the United States are caused by 2 major groups within the genusRickettsia: spotted fever group and typhus fever group. The spotted fever group includesRickettsiarickettsii(Rocky Mountain spotted fever),Rickettsiaakari,Rickettsiaconorii(Boutonneuse fever),Rickettsiaaustralis(Queensland tick typhus), andRickettsiasibirica(North Asian tick typhus). The typhus fever group includesRickettsiatyphi(murine typhus; endemic typhus) andRickettsiaprowazekii(epidemic typhus). R rickettsiaeis the most common rickettsial species encountered in the United States and is transmitted through a tick vector (Dermacentorspecies or, less commonly,Rhipicephalus sanguineus). Following a 2- to 14-day incubation period, patients most commonly present with fever, chills, and myalgia. A maculopapular rash typically appears 2 to 5 days after fever onset, though approximately 10% of patients will not develop a rash. Antibodies to the spotted fever group agents are detectable within 7 to 10 days after illness onset. Demonstration of either seroconversion or a 4-fold change in IgG-specific antibody titers in acute and convalescent serum samples is consistent with acute or ongoing disease. | IgG: <1:64 IgM: <1:64 Reference values apply to all ages. | This test detects reactivity to the group-specific rickettsia. For example, antibody reactivity to theRickettsia rickettsiiwill also react with other organisms within the spotted fever group. IgG Titer results of 1:256 and above: -Serum end point titers of 1:256 and above are considered presumptive evidence of recent or current infection by organisms of appropriate rickettsial antigen group. Titer results from 1:64 to 1:256: -Single serum end point titers from 1:64 to 1:256 are suggestive of infection at an undetermined time and may indicate either past infection or early response to a recent rickettsial infection. -A 4-fold or greater increase in IgG titer between 2 serum specimens collected 1 to 2 weeks apart and tested in parallel is considered presumptive evidence of a recent or current infection. -In patients infected with organisms within the rickettsial groups, IgG antibody is generally detectable within 1 to 2 weeks of onset of symptoms, peaking within 1 to 2 months and declining thereafter. Following prompt antimicrobial treatment, titers generally decline below detectable levels within 8 to 11 months. With relapse, prior immunization, or delayed antibiotic treatment, IgG levels may remain elevated for more than a year post-onset. IgM Titer results of 1:64 and above: -Titers of 1:64 and above are considered presumptive evidence of recent or current infection by organisms of appropriate rickettsial antigen group. Titer results below 1:64: -Titers below 1:64 suggest that the patient does not have an acute rickettsial infection. -IgM class antibody is transiently detected within 1 to 2 weeks of onset of symptoms, usually declining rapidly within 3 months following prompt antibiotic treatment. These levels will also be elevated for an extended period with relapse, prior immunization, or delayed antibiotic treatment. | Cross-reactivity within the spotted fever group precludes the speciation of the infecting rickettsia by this procedure. Sera reactive withRickettsia rickettsiimust be termed "spotted fever group-positive." Spotted fever and typhus fever intragroup cross-reactivity is weak: cross-reactive titers are typically at least 16-fold lower than group-specific titers. Antibody is variably absent for 1 to 2 weeks after onset of symptoms and an initial negative titer should not be used to exclude the diagnosis of rickettsial disease. A second serum specimen should be collected 1 to 2 weeks later to establish the diagnosis in such patients. IgM titers must be interpreted with caution, especially in the absence of IgG. Cases should be further evaluated clinically or serologically by testing acute and convalescent serum in parallel to demonstrate a 4-fold or greater change in IgG or IgM titer. Diagnosis of recent infection based on a single elevated IgG titer is complicated by the slow decline of antibody titer from past infection in many individuals. Titers may remain elevated for longer than 12 months, especially where antibiotic treatment was delayed or prior immunization was involved. Some patients may maintain a long-term IgM titer, with or without IgG. It is important to check the IgM titer 1 to 2 weeks following testing of an acute specimen. | 1. Walker DH, Bouyer DH: Rickettsia: In: Murray PR, Baron EJ, Jorgenson JH, et al, eds. Manual of Clinical Microbiology. 8th ed. ASM Press; 2003:1005-1014 2. Helmick C, Bernard K, D'Angelo L: Rocky Mountain spotted fever. Clinical laboratory and epidemiological features of 262 cases. J Infect Dis. 1984 Oct;150(4):480-488 3. Centers for Disease Control and Prevention: Tickborne diseases of the United States. A Reference Manual for HealthCare Providers. 6th ed. 2022. Accessed September 21, 2022. Available atwww.cdc.gov/ticks/tickbornediseases/TickborneDiseases-P.pdf | Substrate slides containing antigen wells for measuring antibodies to both groups ofRickettsia(spotted fever and typhus) are obtained. The indirect immunofluorescence assay is a 2-stage "sandwich" procedure. In the first stage, the patient serum is diluted in yolk sac diluent. The diluted serum is placed on the slide in contact with the substrate and incubated. Following incubation, the slide is washed in buffered saline, which removes unbound serum antibodies. In the second stage, each antigen well is overlaid with fluorescein-labeled antibody to human IgG or IgM. The slide is incubated allowing antigen-antibody complexes to react with thefluorescein-labeled antihuman IgG or IgM. After the slide is washed, dried, and mounted, it is examined using fluorescence microscopy. Positive reactions appear as rickettsial bodies exhibiting bright apple-green cytoplasmic fluorescence against a background of orange to red yolk sac matrix. Semiquantitative end point titers are obtained by testing serial dilutions of positive specimens.(Package inserts:RickettsiaIFA IgM. DiaSorin Molecular LLC; 05/2018;RickettsiaIFA IgG. DiaSorin Molecular LLC; 05/2018) | Same day/1 to 3 days | 14 days | This test has been cleared, approved, or is exempt by the US Food and Drug Administration and is used per manufacturer's instructions. Performance characteristics were verified by Mayo Clinic in a manner consistent with CLIA requirements. | 86757 x 2 | Spotted Fever Group Ab, IgG, IgM, S | 90260-1 | 84346 | Spotted Fever Group Ab, IgM, S | In Process
SPRU | Spruce, IgE, Serum | Establishing the diagnosis of an allergy to spruce Defining the allergen responsible for eliciting signs and symptoms Identifying allergens: -Responsible for allergic response and/or anaphylactic episode -To confirm sensitization prior to beginning immunotherapy -To investigate the specificity of allergic reactions to insect venom allergens, drugs, or chemical allergens Testing for IgE antibodies isnot usefulin patients previously treated with immunotherapy to determine if residual clinical sensitivity exists, or in patients in whom the medical management does not depend upon identification of allergen specificity. | Fluorescence Enzyme Immunoassay (FEIA) | Yes | Spruce, IgE | Serum | Collection Container/Tube: Preferred:Serum gel Acceptable:Red top Submission Container/Tube:Plastic vial Specimen Volume:0.5 mL for every 5 allergens requested Collection Instructions:Centrifuge and aliquot serum into a plastic vial. | For 1 allergen: 0.3 mL For more than 1 allergen: (0.05 mL x number of allergens) + 0.25 mL dead space | Clinical manifestations of immediate hypersensitivity (allergic) diseases are caused by the release of proinflammatory mediators (histamine, leukotrienes, and prostaglandins) from IgE-sensitized effector cells (mast cells and basophils) when cell-bound IgE antibodies interact with an allergen. In vitro serum testing for IgE antibodies provides an indication of the immune response to allergens that may be associated with allergic disease. The allergens chosen for testing often depend upon the age of the patient, history of allergen exposure, season of the year, and clinical manifestations. In individuals predisposed to develop allergic disease, the sequence of sensitization and clinical manifestations proceed as follows: eczema and respiratory disease (rhinitis and bronchospasm) in infants and children less than 5 years due to food sensitivity (milk, egg, soy, and wheat proteins) followed by respiratory disease (rhinitis and asthma) in older children and adults due to sensitivity to inhalant allergens (dust mite, mold, and pollen inhalants). | Class,IgE kU/L,Interpretation, 0,<0.10,Negative, 0/1,0.10-0.34,Borderline/equivocal, 1,0.35-0.69,Equivocal, 2,0.70-3.49,Positive, 3,3.50-17.4,Positive, 4,17.5-49.9,Strongly positive, 5,50.0-99.9,Strongly positive, 6,> or =100,Strongly positive, | Detection of IgE antibodies in serum (class 1 or greater) indicates an increased likelihood of allergic disease as opposed to other etiologies and defines the allergens that may be responsible for eliciting signs and symptoms. The level of IgE antibodies in serum varies directly with the concentration of IgE antibodies expressed as a class score or kU/L. | Testing for IgE antibodies is not useful in patients previously treated with immunotherapy to determine if residual clinical sensitivity exists or in patients in whom the medical management does not depend upon identification of allergen specificity. Some individuals with clinically insignificant sensitivity to allergens may have measurable levels of IgE antibodies in serum, and test results must be interpreted in the clinical context. False-positive results for IgE antibodies may occur in patients with markedly elevated serum IgE (>2500 kU/L) due to nonspecific binding to allergen solid phases. | Homburger HA, Hamilton RG: Allergic diseases. In: McPherson RA, Pincus MR, eds. Henry's Clinical Diagnosis and Management by Laboratory Methods. 23rd ed. Elsevier; 2017:1057-1070 | Specific IgE from the patient's serum reacts with the allergen of interest, which is covalently coupled to an ImmunoCAP. After washing away nonspecific IgE, enzyme-labeled anti-IgE antibody is added to form a complex. After incubation, unbound anti-IgE is washed away, and the bound complex incubated with a developing agent. After stopping the reaction, the fluorescence of the eluate is measured. Fluorescence is proportional to the amount of specific IgE present in the patient's sample (ie, the higher the fluorescence value, the more IgE antibody is present).(Package insert: ImmunoCAP System Specific IgE FEIA. Phadia; Rev 06/2020) | Same day/1 to 3 days | 14 days | This test was developed and its performance characteristics determined by Mayo Clinic in a manner consistent with CLIA requirements. It has not been cleared or approved by the US Food and Drug Administration. | 86003 | Spruce, IgE | 6857-7 | SPRU | Spruce, IgE | 6857-7
SCCA | Squamous Cell Carcinoma Antigen, Serum | Aiding in the evaluation and monitoring of squamous cell carcinoma of the head and neck, lung, and cervix This testshould not be usedto screen for carcinoma or other disorders including those of the liver, lung, or skin. | Immunofluorescent Assay (IFA) | Yes | Squamous Cell Carcinoma Antigen, S | Serum SST | Collection Container/Tube:Serum gel Submission Container/Tube:Plastic vial Specimen Volume:0.5 mL Collection Information:Centrifugeand aliquot serum into a plastic vial.Do not submit in original tube. | 0.2 mL | Squamous cell carcinoma(SCC) of the skin is the second most common form of skin cancer, characterized by abnormal, accelerated cellular growth.SCC antigen (SCCA)represents a subfraction of tumor-associated antigens related to squamous cell carcinoma and is used as a serum tumor marker for squamous cell carcinoma of the head and neck, lung (including esophagus), and other types of SCC. Additionally, associations between serum SCCA concentrations and tumor stage, size, and progression have been observed in SCCs of the cervix and esophagus. SCC is the most common histological type of cervical cancer, accounting for more than 70% of cervical cancer cases in the United States. SCCA is a cytoplasmic glycoprotein found in normal squamous epithelia and elevated concentrations in serum from patients with SCCs. SCCA exists as two isoforms, SCCA1 and SCCA2,which are 91% identical at the amino acid level.Total SCCA assays (which measure both SCCA 1 and 2), like this assay, may be used in conjunction with clinical evaluation in the follow-up/monitoring of patients with SCC of the cervix, lung, head and neck, and esophagus. SCCA serum concentrations may be used for monitoring response to treatment in patients with cervical cancer. Notably, in 46% to 92% of patients who experience recurrence, an elevated level of SCCA after treatment was observed before the clinical manifestation of relapse, with a median lead time of 2 to 8 months. While pretreatment serum SCCA concentrations in patients with cervical cancer are more correlated with tumor burden and prognosis, there is some evidence that it may also help to differentiate patients with and without risk for lymph node metastasis. Furthermore, it has been shown that SCCA is a useful marker in follow-up and therapy monitoring, and increasing SCCA levels may predict relapse. Increased serum SCCA values have also been associated with benigninflammatorydiseases, including various skin disorders,such as psoriasis and atopic dermatitis, in addition to inflammatory disorders, such as asthma. In one report, 70% of patients with psoriasis and dermatitis had SCCA concentrations greater than 2.4 ng/mL (radioimmunoassay reference value), with some patients having SCCA concentrations between 20 and 60 ng/mL. Another study found that median concentrations of SCCA2 were higher in psoriasis (2.7 ng/mL, interquartile range: 1.25-7.75 ng/mL) than in controls (0.7 ng/mL, interquartile range: 0.40-0.80 ng/mL). | Males: < or =2.00 mcg/L Females: < or =1.67 mcg/L Reference values have not been established for patients younger than 18 years old. | Squamous cell carcinoma antigen(SCCA) concentrations alone should not be interpreted as evidence of the presence or absence of malignancy. Although the sensitivity of this assay for the presence ofsquamous cell carcinoma (SCC) is not ideal, SCCA remains one of the few clinically viable potential circulating markers used for the detection and monitoring of SCC. Previous estimates of sensitivity are 20% to 53% for lung SCC(1,2) and 38% for tonsil and tongue SCC.(3) In a previous study, SCCA was elevated (>2 ng/ml) in 21.6% of untreated cervical squamous cell carcinomas.(4) Serum levels of SCCA in cervical cancer were significantly related to tumor stage, size, and depth of infiltration(5) and may also serve as a prognostic predictor of overall outcome.(6) SCCA is expressed in normal epithelial tissues and may be elevated in nonmalignant conditions such as tuberculosis, sarcoidosis, eczema, erythroderma, and psoriasis. Psoriasis, in particular, is known to exhibit elevated SCCA concentrations. Additionally, serum concentrations of squamous cell carcinoma antigen have been reported to be elevated in severe cases of atopic dermatitis and asthma. Although there are conflicting reports, SCCA has been shown to be elevated in hepatocellular carcinoma (HCC) and may serve as a potential marker of HCC. A study of 961 patients (HCC, n =499)(7) indicated that at a serum SCCA cut-off of 3.8 ng/mL, sensitivity was 42% with a specificity of 83% for patients with HCC. This Brahms Kryptor total SCCA assay detects both SCCA1 and SCCA2 antigen isoforms with a 90% and 72% measured recovery, respectively. | Do not interpret serum squamous cell carcinoma antigen (SCCA) concentrations as absolute evidence of the presence or the absence of malignant disease. Use serum SCCA results in conjunction with information from the clinical evaluation of the patient and other diagnostic procedures. Elevated concentrations may also occur in cases of kidney insufficiency, skin disorders such aspsoriasis,or inflammatory lung disease such as asthma. Specimens with extremely elevated SCCA concentrations (>2200 mcg/L) have the potential to exhibit a "hook effect" and appear to have markedly lower SCCA concentrations in the absence of specimen dilution. In rare cases, some individuals can develop antibodies to mouse or other animal antibodies (often referred to as human anti-mouse antibodies [HAMA] or heterophile antibodies), which may cause interference in some immunoassays. Caution should be used in interpretation of results, and the laboratory should be alerted if the result does not correlate with the clinical presentation. SCCA concentration determinations are method dependent. Values obtained with different assay methods or kits may be different and cannot be used interchangeably. | 1. Fischbach W, Rink C: SCC-Antigen: ein sensitiver und spezifischer Tumormarker fur Plattenepithelkarzinome? [SCC antigen: a sensitive and specific tumor marker for squamous cell carcinoma?]. Dtsch Med Wochenschr. 1988 Feb 26;113(8):289-293. doi: 10.1055/s-2008-1067632 2. Tas F, Aydiner A, Topuz E, Yasasever V, Karadeniz A, Saip P: Utility of the serum tumor markers: CYFRA 21.1, carcinoembryonic antigen (CEA), and squamous cell carcinoma antigen (SCC) in squamous cell lung cancer. J Exp Clin Cancer Res. 2000 Dec;19(4):477-481 3. Fischbach W, Meyer T, Barthel K: Squamous cell carcinoma antigen in the diagnosis and treatment follow-up of oral and facial squamous cell carcinoma. Cancer. 1990 Mar 15;65(6):1321-1324 4. Bolger BS, Dabbas M, Lopes A, Monaghan JM: Prognostic value of preoperative squamous cell carcinoma antigen level in patients surgically treated for cervical carcinoma. Gynecol Oncol. 1997 May;65(2):309-313 5. Gaarenstroom KN, Kenter GG, Bonfrer JM, et al: Can initial serum cyfra 21-1, SCC antigen, and TPA levels in squamous cell cervical cancer predict lymph node metastases or prognosis? Gynecol Oncol. 2000 Apr;77(1):164-170. doi: 10.1006/gyno.2000.5732 6. Liu Z, Shi H: Prognostic role of squamous cell carcinoma antigen in cervical cancer: A meta-analysis. Dis Markers. 2019 Jun 2;2019:6710352. doi: 10.1155/2019/6710352 7. Giannelli G, Marinosci F, Sgarra C, Lupo L, Dentico P, Antonaci S: Clinical role of tissue and serum levels of SCCA antigen in hepatocellular carcinoma. Int J Cancer. 2005 Sep 10;116(4):579-583. doi: 10.1002/ijc.20847 8. Bae SN, Namkoong SE, Jung JK, et al: Prognostic significance of pretreatment squamous cell carcinoma antigen and carcinoembryonic antigen in squamous cell carcinoma of the uterine cervix. Gynecol Oncol. 1997 Mar;64(3):418-424 9. Beale G, Chattopadhyay D, Gray J, et al: AFP, PIVKAII, GP3, SCCA-1 and follisatin as surveillance biomarkers for hepatocellular cancer in non-alcoholic and alcoholic fatty liver disease. BMC Cancer. 2008 Jul;8:200. doi: 10.1186/1471-2407-8-200 10. Duk JM, van Voorst Vader PC, ten Hoor KA, Hollema H, Doeglas HM, de Bruijn HW: Elevated levels of squamous cell carcinoma antigen in patients with a benign disease of the skin. Cancer. 1989 Oct 15;64(8):1652-1656. doi: 10.1002/1097-0142(19891015)64:8<1652::aid-cncr2820640816>3.0.co;2-m 11. Watanabe Y, Yamaguchi Y, Komitsu N, et al: Elevation of serum squamous cell carcinoma antigen 2 in patients with psoriasis: associations with disease severity and response to the treatment. Br J Dermatol. 2016 Jun;174(6):1327-1336. doi: 10.1111/bjd.14426 12. Mitsuishi K, Nakamura T, Sakata Y, et al: The squamous cell carcinoma antigens as relevant biomarkers of atopic dermatitis. Clin Exp Allergy. 2005 Oct;35(10):1327-33. doi: 10.1111/j.1365-2222.2005.02353.x 13. Ohta S, Shibata R, Nakao Y, et al: The usefulness of combined measurements of squamous cell carcinoma antigens 1 and 2 in diagnosing atopic dermatitis. Ann Clin Biochem. 2012 May;49(Pt 3):277-284. doi: 10.1258/acb.2011.011065 14. Liu Y, Cao Y, He S, Cai W. Technical and clinical performance of two methods to detect squamous cell carcinoma antigen levels for comparing pathological diagnosis coincidence rates in lung, cervical, and head and neck cancers. Clin Lab. 2020 Jul 1;66(7). doi: 10.7754/Clin.Lab.2019.190912 15. Zhou Z, Li W, Zhang F, Hu K: The value of squamous cell carcinoma antigen (SCCa) to determine the lymph nodal metastasis in cervical cancer: A meta-analysis and literature review. PLoS One. 2017 Dec 11;12(12):e0186165 16. Zheng NN, Zhang RC, Yang XX, Tao YK, Zhong LS: Squamous cell carcinoma antigen is useful in the differential diagnosis of erythroderma. Int J Derm.2019 Aug;58(8):e158-e159. doi: 10.1111/ijd.14498 | Squamous cell carcinoma antigen is measured by homogeneous automated immunofluorescent assay on the BRAHMS Kryptor Compact PLUS. The Kryptor Compact PLUS uses time resolved amplified cryptate emission (TRACE) technology based on a nonradioactive transfer of energy. This transfer occurs between two-fluorescent tracers: the donor (europium cryptate) and the acceptor (Alexa Fluor 647). In the squamous cell carcinoma antigen assay, an anti-SCC monoclonal mouse antibody is labeled with europium cryptate, and an anti-SCC mouse monoclonal antibody is labeled with Alexa Fluor 647. Squamous cell carcinoma antigen is sandwiched between the two antibodies, bringing them into close proximity. When the antigen-antibody complex is excited with a nitrogen laser at 337 nm, some fluorescent energy is emitted at 620 nm, and the rest is transferred to Alexa Fluor 647. This energy is then emitted as fluorescence at 647 nm. A ratio of the energy emitted at 647 nm to that emitted at 620 nm (internal reference) is calculated for each sample. Signal intensity is proportional to the number of antigen-antibody complexes formed and, therefore, to antigen concentration.(Unpublished Mayo method) | Same day/1 day to 7 days | 2 weeks | This test was developed and its performance characteristics determined by Mayo Clinic in a manner consistent with CLIA requirements. It has not been cleared or approved by the US Food and Drug Administration. | 86316 | Squamous Cell Carcinoma Antigen, S | 9679-2 | SCCA | Squamous Cell Carcinoma Antigen, S | 9679-2
SQUA | Squash, IgE, Serum | Establishing a diagnosis of an allergy to squash Defining the allergen responsible for eliciting signs and symptoms Identifying allergens: -Responsible for allergic response and/or anaphylactic episode -To confirm sensitization prior to beginning immunotherapy -To investigate the specificity of allergic reactions to insect venom allergens, drugs, or chemical allergens | Fluorescence Enzyme Immunoassay (FEIA) | Yes | Squash, IgE | Serum | Collection Container/Tube: Preferred:Serum gel Acceptable:Red top Submission Container/Tube:Plastic vial Specimen Volume:0.5 mL for every 5 allergens requested Collection Instructions:Centrifuge and aliquot serum into a plastic vial. | For 1 allergen: 0.3 mL For more than 1 allergen: (0.05 mL x number of allergens) + 0.25 mL deadspace | Clinical manifestations of immediate hypersensitivity (allergic) diseases are caused by the release of proinflammatory mediators (histamine, leukotrienes, and prostaglandins) from IgE-sensitized effector cells (mast cells and basophils) when cell-bound IgE antibodies interact with an allergen. In vitro serum testing for IgE antibodies provides an indication of the immune response to allergens that may be associated with allergic disease. The allergens chosen for testing often depend upon the age of the patient, history of allergen exposure, season of the year, and clinical manifestations. In individuals predisposed to develop allergic disease, the sequence of sensitization and clinical manifestations proceed as follows: eczema and respiratory disease (rhinitis and bronchospasm) in infants and children less than 5 years due to food sensitivity (milk, egg, soy, and wheat proteins) followed by respiratory disease (rhinitis and asthma) in older children and adults due to sensitivity to inhalant allergens (dust mite, mold, and pollen inhalants). | Class,IgE kU/L,Interpretation, 0,<0.10,Negative, 0/1,0.10-0.34,Borderline/equivocal, 1,0.35-0.69,Equivocal, 2,0.70-3.49,Positive, 3,3.50-17.4,Positive, 4,17.5-49.9,Strongly positive, 5,50.0-99.9,Strongly positive, 6,> or =100,Strongly positive, | Detection of IgE antibodies in serum (class 1 or greater) indicates an increased likelihood of allergic disease as opposed to other etiologies and defines the allergens that may be responsible for eliciting signs and symptoms. The level of IgE antibodies in serum varies directly with the concentration of IgE antibodies expressed as a class score or kU/L. | Testing for IgE antibodies is not useful in patients previously treated with immunotherapy to determine if residual clinical sensitivity exists or in patients in whom the medical management does not depend upon identification of allergen specificity. Some individuals with clinically insignificant sensitivity to allergens may have measurable levels of IgE antibodies in serum, and test results must be interpreted in the clinical context. False-positive results for IgE antibodies may occur in patients with markedly elevated serum IgE (>2500 kU/L) due to nonspecific binding to allergen solid phases. | Homburger HA, Hamilton RG: Allergic diseases. In: McPherson RA, Pincus MR, eds. Henry's Clinical Diagnosis and Management by Laboratory Methods. 23rd ed. Elsevier; 2017:1057-1070 | Specific IgE from the patient's serum reacts with the allergen of interest, which is covalently coupled to an ImmunoCAP. After washing away nonspecific IgE, enzyme-labeled anti-IgE antibody is added to form a complex. After incubation, unbound anti-IgE is washed away, and the bound complex incubated with a developing agent. After stopping the reaction, the fluorescence of the eluate is measured. Fluorescence is proportional to the amount of specific IgE present in the patient's sample (ie, the higher the fluorescence value, the more IgE antibody is present).(Package insert: ImmunoCAP System Specific IgE FEIA. Phadia; Rev 06/2020) | Same day/1 to 3 days | 14 days | This test has been cleared, approved, or is exempt by the US Food and Drug Administration and is used per manufacturer's instructions. Performance characteristics were verified by Mayo Clinic in a manner consistent with CLIA requirements. | 86003 | Squash, IgE | 7713-1 | SQUA | Squash, IgE | 7713-1
SQUID | Squid, IgE, Serum | Establishing the diagnosis of an allergy to squid Defining the allergen responsible for eliciting signs and symptoms Identifying allergens: -Responsible for allergic response and/or anaphylactic episode -To confirm sensitization prior to beginning immunotherapy -To investigate the specificity of allergic reactions to insect venom allergens, drugs, or chemical allergens Testing for IgE antibodies isnot usefulin patients previously treated with immunotherapy to determine if residual clinical sensitivity exists, or in patients in whom the medical management does not depend upon identification of allergen specificity. | Fluorescence Enzyme Immunoassay (FEIA) | Yes | Squid, IgE | Serum | Collection Container/Tube: Preferred:Serum gel Acceptable:Red top Submission Container/Tube:Plastic vial Specimen Volume:0.5 mL for every 5 allergens requested Collection Instructions:Centrifuge and aliquot serum into a plastic vial. | For 1 allergen: 0.3 mL For more than 1 allergen: (0.05 mL x number of allergens) + 0.25 mL dead space | Clinical manifestations of immediate hypersensitivity (allergic) diseases are caused by the release of proinflammatory mediators (histamine, leukotrienes, and prostaglandins) from IgE-sensitized effector cells (mast cells and basophils) when cell-bound IgE antibodies interact with an allergen. In vitro serum testing for IgE antibodies provides an indication of the immune response to allergens that may be associated with allergic disease. The allergens chosen for testing often depend upon the age of the patient, history of allergen exposure, season of the year, and clinical manifestations. In individuals predisposed to develop allergic disease, the sequence of sensitization and clinical manifestations proceed as follows: eczema and respiratory disease (rhinitis and bronchospasm) in infants and children less than 5 years due to food sensitivity (milk, egg, soy, and wheat proteins) followed by respiratory disease (rhinitis and asthma) in older children and adults due to sensitivity to inhalant allergens (dust mite, mold, and pollen inhalants). | Class,IgE kU/L,Interpretation, 0,<0.10,Negative, 0/1,0.10-0.34,Borderline/equivocal, 1,0.35-0.69,Equivocal, 2,0.70-3.49,Positive, 3,3.50-17.4,Positive, 4,17.5-49.9,Strongly positive, 5,50.0-99.9,Strongly positive, 6,> or =100,Strongly positive, | Detection of IgE antibodies in serum (class 1 or greater) indicates an increased likelihood of allergic disease as opposed to other etiologies and defines the allergens that may be responsible for eliciting signs and symptoms. The level of IgE antibodies in serum varies directly with the concentration of IgE antibodies expressed as a class score or kU/L. | Testing for IgE antibodies is not useful in patients previously treated with immunotherapy to determine if residual clinical sensitivity exists or in patients in whom the medical management does not depend upon identification of allergen specificity. Some individuals with clinically insignificant sensitivity to allergens may have measurable levels of IgE antibodies in serum, and test results must be interpreted in the clinical context. False-positive results for IgE antibodies may occur in patients with markedly elevated serum IgE (>2500 kU/L) due to nonspecific binding to allergen solid phases. | Homburger HA, Hamilton RG: Allergic diseases. In: McPherson RA, Pincus MR, eds. Henry's Clinical Diagnosis and Management by Laboratory Methods. 23rd ed. Elsevier; 2017:1057-1070 | Specific IgE from the patient's serum reacts with the allergen of interest, which is covalently coupled to an ImmunoCAP. After washing away nonspecific IgE, enzyme-labeled anti-IgE antibody is added to form a complex. After incubation, unbound anti-IgE is washed away, and the bound complex incubated with a developing agent. After stopping the reaction, the fluorescence of the eluate is measured. Fluorescence is proportional to the amount of specific IgE present in the patient's sample (ie, the higher the fluorescence value, the more IgE antibody is present).(Package insert: ImmunoCAP System Specific IgE FEIA. Phadia; Rev 06/2020) | Same day/1 to 3 days | 14 days | This test was developed and its performance characteristics determined by Mayo Clinic in a manner consistent with CLIA requirements. It has not been cleared or approved by the US Food and Drug Administration. | 86003 | Squid, IgE | 6858-5 | SQUID | Squid, IgE | 6858-5
0758T | SS frozn digitize glass slide (Bill Only) |  | This test is for tracking purposes only. This is not an orderable test. | Yes | SS frozn digitize glass slide | Varies | This test is for tracking purposes only. This is not an orderable test. |  |  | This test is for tracking purposes only. This is not an orderable test. | [6 empty] | Not Applicable | 0758T
0756T | SS grp 1 digitize glass slide (Bill Only) |  | This test is for tracking purposes only. This is not an orderable test. | Yes | SS grp 1 digitize glass slide | This test is for tracking purposes only. | This test is for tracking purposes only. This is not an orderable test. |  |  | This test is for tracking purposes only. This is not an orderable test. | [6 empty] | Not Applicable | 0756T
0757T | SS grp 2 digitize glass slide (Bill Only) |  | This test is for tracking purposes only. This is not an orderable test. | Yes | SS grp 2 digitize glass slide | Varies | This test is for tracking purposes only. This is not an orderable test. |  |  | This test is for tracking purposes only. This is not an orderable test. | [6 empty] | Not Applicable | 0757T
0759T | SS grp 3 digitize glass slide (Bill Only) |  | This test is for tracking purposes only. This is not an orderable test. | Yes | SS grp 3 digitize glass slide | Varies | This test is for tracking purposes only. This is not an orderable test. |  |  | This test is for tracking purposes only. This is not an orderable test. | [6 empty] | Not Applicable | 0759T
SSAB | SS-A and SS-B Antibodies, IgG, Serum | Evaluating patients with signs and symptoms of a connective tissue disease in whom the test for antinuclear antibodies is positive, especially those with signs and symptoms consistent with Sjogren syndrome or lupus erythematosus This test isnot usefulin patients without demonstrable antinuclear antibodies. | Multiplex Flow Immunoassay | Yes | SSA/SSB | For more information seeConnective Tissue Disease Cascade. | Collection Container/Tube: Preferred:Serum gel Acceptable:Red top Submission Container/Tube:Plastic vial Specimen Volume:0.5 mL Collection Instructions:Centrifuge and aliquot serum into a plastic vial. | 0.35 mL | Sjogren syndrome (SjS) is a heterogeneous systemic autoimmune rheumatic disorder characterized by diverse immunologic responses to SS-A/Ro and SS-B/La antigens.(1) These immune reactivities have been implicated in the destruction of exocrine gland epithelium with demonstration of typical peri-epithelial lymphocytic infiltration, which can vary from sicca syndrome to systemic disease and lymphoma.(2) The SS-A/Ro and SS-B/La system is considered to be a heterogeneous antigenic complex made up of three different proteins (Ro52, Ro60 and La) and four small RNA particles.(1,2) The SS-B/La antigen is a 48 kDa phosphorylated protein that can be found in the nucleus and the cytoplasm and binds to several RNA molecules.(3) SS-B/La appears to be susceptible to proteolysis and degrades into smaller, but immunoreactive, polypeptides.(4) Unlike antibodies to SS-A/Ro, which are present in SjS and other connective tissue diseases (CTD; systemic lupus erythematosus, systemic sclerosis, inflammatory myopathies, overlap CTD) and primary biliary cholangitis, anti-SS-B/La antibodies are found primarily in patients with SjS.(2,5,6) In addition, SS-A/Ro antibodies may be found alone in many patients with SjS; however, anti-SS-B/La autoantibodies without SS-A/Ro have limited significant association for SjS diagnosis or phenotypic categorization.(2,6,7) Lastly, testing for anti-SS-A/Ro antibodies is included in the 2016 American College of Rheumatology/European League Against Rheumatism classification criteria for primary SjS; whereas, evaluation of anti-SS-B/La antibodies is not required.(8) In a recent multicenter study of more than 10,500 patients with primary SjS, anti-SS-B/La antibodies were detected in 58% of anti-SS-A/Ro antibody-positive cases.(9) SS-A/Ro is an extractable nuclear antigen composed of two distinct antigens of 52 kDa (Ro52) and 60 kDa (Ro60) combined with cytoplasmic RNA species.(10-12) SS-A/Ro (Ro52 and/or Ro60) antibodies occur in patients with several different connective tissue diseases including SjS, an autoimmune disease that involves primarily the salivary and lachrymal glands, systemic lupus erythematosus (SLE), rheumatoid arthritis, systemic sclerosis (SSc), and idiopathic inflammatory myopathies (IIM).(10-14) SS-A/Ro antibodies are associated with childhood SLE, neonatal SLE, and with congenital heart block in infants born to mothers with SLE.(12,14) Traditionally, anti-Ro antibodies were detected by indirect immunofluorescence assay on HEp-2 substrates and confirmed by immunodiffusion, immunoblot, or enzyme-linked immunosorbent assay (ELISA), mostly using a mixture of both Ro52 and Ro60 as the antigens.(10) With technological advances in the expression and purification of recombinant proteins, solid-phase immunoassays that allow the separate detection of anti-Ro52 and anti-Ro60 antibodies, such as ELISA, fluorometric enzyme-linked immunoassays (FEIA), chemiluminescence immunoassays (CIA), addressable laser bead immunoassay (ALBIA), particle-based multianalyte technology (PMAT), or autoantigen arrays, became available.(11,12) Based on separate determination of Ro52 and Ro60 antibodies, there is substantial evidence that differential associations of these autoantibodies in patients may corelate with specific phenotypes in SLE (neonatal lupus, and fetal atrioventricular blockade), SjS, SSc, IIM, or primary biliary cholangitis.(10-13,15) Patients who have SjS with antibodies to both Ro52 and Ro60 are characterized by higher prevalence of markers of B-cell hyperactivity and glandular inflammation compared to those with single positivity.(13,15) Although these antibodies are often found together, both autoantibodies have important and distinct diagnostic and predictive attributes and should be distinguished when SS-A/Ro antibody is positive or tested singly.(11,13,15) Like anti-Ro52 and anti-Ro60 antibodies, anti-SS-B/La autoantibodies are detected using a variety of solid-phase (such as plate, bead or membrane) immunoassays, such ELISAs, FEIA, CIA, ALBIA, PMAT, and dot or line immunoassays.(16) For more information seeConnective Tissue Disease Cascade. | SS-A/Ro ANTIBODIES, IgG <1.0 U (negative) > or =1.0 U (positive) Reference values apply to all ages. SS-B/La ANTIBODIES, IgG <1.0 U (negative) > or =1.0 (positive) Reference values apply to all ages. | A positive result for SSA (Ro) or SSB (La) antibodies is highly suggestive of a diagnosis of Sjogren syndrome. The presence of isolated anti-SS-B/La antibody has low positive predictive value of Sjogren syndrome. A positive result for SS-A/Ro antibodies may be suggestive of connective tissue disease (CTD) such as Sjogren syndrome, systemic lupus erythematosus (SLE), systemic sclerosis, inflammatory myopathies (especially in patients with anti-synthetase syndrome), CTD-associated with interstitial lung diseases, or rheumatoid arthritis. A positive result for SS-A/Ro antibodies in a woman with SLE prior to delivery indicates an increased risk of congenital heart block in the neonate. Differential testing for Ro52 and Ro60 antibodies in patients positive for SS-A/Ro may be useful in the diagnosis of specific CTD clinical subset, disease stratification, and prognosis. Consider testing for Ro52 and Ro60 antibodies (ROPAN / Ro52 and Ro60 Antibodies, IgG, Serum) if the patient is positive for SS-A/Ro. | No significant cautionary statements | 1. Brito-Zeron P, Baldini C, Bootsma H, et al. Sjogren syndrome. Nat Rev Dis Primers. 2016;2:16047 2. Vílchez-Oya F, Balastegui Martin H, Garcia-Martinez E, Corominas H. Not all autoantibodies are clinically relevant. Classic and novel autoantibodies in Sjogren's syndrome: A critical review. Front Immunol. 2022;13:1003054 3. Bachman M, Mayet WJ, Shroder HC, et al. Association of La and Ro antigens with intracellular structures in HEp-2 carcinoma Cells. Proc Natl Acad Sci USA. 1986;83(20):7770-7774 4. Habets WJ, den Brok JH, Boerbooms AM, van de Putte LB, van Venrooij WJ. Characterization of SS-B (La) antigen in adenovirus-infected and uninfected HeLa cells. EMBO J. 1983;2(10):1625-1631 5. Deroo L, Achten H, De Boeck K, et al. The value of separate detection of anti-Ro52, anti-Ro60 and anti-SSB/La reactivities in relation to diagnosis and phenotypes in primary Sjogren's syndrome. Clin Exp Rheumatol. 2022;40(12):2310-1317 6. Baer AN, McAdams DeMarco M, Shiboski SC, et al. The SSB-positive/SSA-negative antibody profile is not associated with key phenotypic features of Sjögren's syndrome. Ann Rheum Dis. 2015;74(8):1557-1561 7. Acar-Denizli N, Horvath IF, Mandl T, et al. Systemic phenotype related to primary Sjogren's syndrome in 279 patients carrying isolated anti-La/SSB antibodies. Clin Exp Rheumatol. 2020;38 Suppl 126(4):85-94 8. Shiboski CH, Shiboski SC, Seror R, et al. 2016 American College of Rheumatology/European League Against Rheumatism classification criteria for primary Sjogren's syndrome: A consensus and data-driven methodology involving three international patient cohorts. Ann Rheum Dis. 2017;76(1):9-16 9. Brito- Zeron P, Acar-Denizlin N, Ng WF, et al. How immunological profile drives clinical phenotype of primary Sjogren’s syndrome at diagnosis: analysis of 10,500 patients (Sjogren Big Data Project). Clin Exp Rheumatol. 2018; 36 (Suppl. 112): S102-12 10. Schulte-Pelkum J, Fritzler M, Mahler M. Latest update on the Ro/SS-A autoantibody system. Autoimmun Rev. 2009;8(7):632-637 11. Lee AYS, Reed JH, Gordon TP. Anti-Ro60 and anti-Ro52/TRIM21: Two distinct autoantibodies in systemic autoimmune diseases. J Autoimmun. 2021;124:102724 12. Menendez A, Gomez J, Escanlar E, Caminal-Montero L, Mozo L. Clinical associations of anti-SSA/Ro60 and anti-Ro52/TRIM21 antibodies: Diagnostic utility of their separate detection. Autoimmunity. 2013;46(1):32-39 13. Armagan B, Robinson SA, Bazoberry A, et al. Antibodies to both Ro52 and Ro60 for identifying Sjogren's syndrome patients best suited for clinical trials of disease-modifying therapies. Arthritis Care Res (Hoboken). 2022;74(9):1559-1565 14. Buyon JP, Ben-Chetrit E, Karp S, et al. Acquired congenital heart block. Pattern of maternal antibody response to biochemically defined antigens of the SSA/Ro-SSB/La system in neonatal lupus. J Clin Invest. 1989;84(2):627-634. doi:10.1172/JCI114208 15. Robbins A, Hentzien M, Toquet S, et al. Diagnostic utility of separate anti-Ro60 and anti-Ro52/TRIM21 antibody detection in autoimmune diseases. Front Immunol. 2019;10:444 16. Bossuyt X, De Langhe E, Borghi MO, Meroni PL. Understanding and interpreting antinuclear antibody tests in systemic rheumatic diseases. Nat Rev Rheumatol. 2020;16(12):715-726 | Recombinant SS-A/Ro 52 kDa, affinity-purified SS-A/Ro 60 kDa, and affinity-purified SS-B antigen are coupled covalently to polystyrene microspheres that are impregnated with fluorescent dyes to create a unique fluorescent signature. SS-A/Ro antibodies, if present in diluted serum, bind to the SS-A/Ro antigens on the microspheres, and SS-B/La antibodies, if present, bind to the SS-B antigen on the microspheres. The microspheres are washed to remove extraneous serum proteins. Phycoerythrin (PE)-conjugated antihuman IgG antibody is then added to detect IgG anti-SS-A/Ro or anti-SS-B/La bound to the microspheres. The microspheres are washed to remove unbound conjugate, and bound conjugate is detected by laser photometry. A primary laser reveals the fluorescent signature of each microsphere to distinguish it from microspheres that are labeled with other antigens, and a secondary laser reveals the level of PE fluorescence associated with each microsphere. Results are calculated by comparing the median fluorescence response for SS-A/Ro and SS-B/La microspheres to a 4-point calibration curve.(Package insert: Bioplex 2200 ANA Screen. Bio-Rad Laboratories; 02/2019) | Same day/1 to 3 days | 14 days | This test has been cleared, approved, or is exempt by the US Food and Drug Administration and is used per manufacturer's instructions. Performance characteristics were verified by Mayo Clinic in a manner consistent with CLIA requirements. | 86235 x 2 | SSA/SSB | 87555-9 | SSB | SS-B/La Ab, IgG, S | 33613-1
SSA | SS-A/Ro Antibodies, IgG, Serum | Evaluating patients at-risk for connective tissue disease with or without interstitial lung disease Detection of both anti-SS-A 52 (Ro52) and SS-A 60 (Ro60) antibodies in serum | Multiplex Flow Immunoassay | Yes | SS-A/Ro Ab, IgG, S | For more information seeConnective Tissue Disease Cascade. | Collection Container/Tube: Preferred:Serum gel Acceptable:Red top SubmissionContainer/Tube:Plastic vial Specimen Volume:0.5 mL Collection Information:Centrifuge and aliquot serum into plastic vial. | 0.35 mL | SS-A/Ro is an extractable nuclear antigen composed of two distinct antigens of 52 kDa (Ro52) and 60 kDa (Ro60) combined with cytoplasmic RNA species.(1,2) SS-A/Ro (Ro52 and/or Ro60) antibodies occur in patients with several different connective tissue diseases including Sjogren syndrome (SjS), an autoimmune disease that involves primarily the salivary and lachrymal glands,systemic lupus erythematosus (SLE), rheumatoid arthritis, systemic sclerosis (SSc) and idiopathic inflammatory myopathies (IIM).(1-5) SS-A/Ro antibodies are associated with childhood SLE, neonatal SLE, and with congenital heart block in infants born to mothers with SLE.(3-5) Traditionally, anti-SS-A/Ro antibodies were detected by indirect immunofluorescence assay on HEp-2 substrates and confirmed by immunodiffusion, immunoblot or ELISA, mostly using a mixture of both Ro52 and Ro60 as the antigens.(1) With technological advances in the expression and purification of recombinant proteins, solid-phase immunoassays such as ELISA, CLIA, LIA, ALBIA or autoantigen arrays became available that allow the separate detection of anti-Ro52 and anti-Ro60 antibodies.(2,3) Based on separate determination of Ro52 and Ro60 antibodies, there is substantialevidence that differential associations of these autoantibodies in patients may corelate with specific phenotypes in SLE (neonatal lupus, and fetal atrioventricular blockade), SjS, SSc,IIM, or primary biliary cholangitis.(1-4, 6) SjS patients with antibodies to both Ro52 and Ro60 are characterized by higher prevalence of markers of B-cell hyperactivity and glandular inflammation compared to those with single positivity.(4,6) Although these antibodies are often found together, both autoantibodies have important and distinct diagnostic and predictive attributes and should be distinguished when SS-A/Ro antibody is positive or tested singly.(6) For more information seeConnective Tissue Disease Cascade. | <1.0 U (negative) > or =1.0 U (positive) Reference values apply to all ages. | A positive result for SS-A/Ro antibodies may be suggestive of connective tissue disease (CTD) such as Sjogren syndrome, systemic lupus erythematosus (SLE), systemic sclerosis (SSc), inflammatory myopathies especially in patients with anti-synthetase syndrome, CTD-associated with interstitial lung diseases (CTD-ILD), or rheumatoid arthritis. A positive result for SS-A/Ro antibodies in a woman with SLE prior to delivery may suggest an increased risk of congenital heart block in the neonate. Differential testing for Ro52 and Ro60 antibodies in SS-A/Ro positive patients may be useful in the diagnosis of specific CTD clinical subset, disease stratification, and prognosis. Consider testing for Ro52 and Ro60 antibodies (ROPAN / Ro52 and Ro60 Antibodies, IgG, Serum) if the patient is positive for SS-A/Ro. |  | 1. Lee AYS, Reed JH, Gordon TP: Anti-Ro60 and anti-Ro52/TRIM21: Two distinct autoantibodies in systemic autoimmune diseases. J Autoimmun. 2021 Nov;124:102724. doi: 10.1016/j.jaut.2021.102724 2. Armagan B, Robinson SA, Bazoberry A, et al: Antibodies to both Ro52 and Ro60 for identifying Sjogren's syndrome patients best suited for clinical trials of disease-modifying therapies. Arthritis Care Res (Hoboken). 2021 Mar 20;10.1002/acr.24597. Epub ahead of print. 3. Homburger H, Larsen S: Detection of specific antibodies. In: Rich R, Fleisher T, Schwartz B, et al, eds. Clinical Immunology: Principles and Practice. 1st ed. Mosby-Year Book; 1996:2096-2109 4. Kotzin B, West S: Systemic lupus erythematosus. In: Rich R, Fleisher T, Shearer W, et al, eds. Clinical Immunology Principles and Practice. 2nd ed. Mosby-Year Book; 2001:60.1-60.24 | Recombinant SS-A/Ro 52 kD and affinity-purified SS-A/Ro 60 kD antigens are coupled covalently to polystyrene microspheres, which are impregnated with fluorescent dyes to create a unique fluorescent signature. SS-A/Ro antibodies, if present in diluted serum, bind to the SS-A/Ro antigens on the microspheres. The microspheres are washed to remove extraneous serum proteins. Phycoerythrin (PE)-conjugated antihuman IgG antibody is then added to detect IgG anti-SS-A/Ro bound to the microspheres. The microspheres are washed to remove unbound conjugate, and bound conjugate is detected by laser photometry. A primary laser reveals the fluorescent signature of each microsphere to distinguish it from microspheres that are labeled with other antigens, and a secondary laser reveals the level of PE fluorescence associated with each microsphere. Results are calculated by comparing the median fluorescence response for SS-A/Ro microspheres to a 4-point calibration curve.(Package insert: Bioplex 2200 ANA Screen. Bio-Rad Laboratories, 02/2019) | 1 to 3 days | 14 days | This test has been cleared, approved, or is exempt by the US Food and Drug Administration and is used per manufacturer's instructions. Performance characteristics were verified by Mayo Clinic in a manner consistent with CLIA requirements. | 86235 | SS-A/Ro Ab, IgG, S | 33610-7 | SSA | SS-A/Ro Ab, IgG, S | 33610-7
SSB | SS-B/La Antibodies, IgG, Serum | Evaluating patients with clinical features or at-risk for connective tissue disease, especially Sjögren syndrome. | Multiplex Flow Immunoassay | Yes | SS-B/La Ab, IgG, S | For more information seeConnective Tissue Disease Cascade. | Collection Container/Tube: Preferred:Serum gel Acceptable:Red top Submission Container/Tube:Plastic vial Specimen Volume:0.5 mL Collection Instructions:Centrifuge and aliquot serum into a plastic vial. | 0.35 mL | Sjogren syndrome (SjS) is a heterogeneous systemic autoimmune rheumatic disorder characterized by diverse immunologic responses to SS-A/Ro and SS-B/La antigens.(1) These immune reactivities have been implicated in the destruction of the epithelium of the exocrine glands with the demonstration of typical peri-epithelial lymphocytic infiltration that can vary from sicca syndrome to systemic disease and lymphoma.(2) The SS-A/Ro and SS-B/La system is considered as a heterogeneous antigenic complex which is made up of three different proteins (Ro52, Ro60 and La) and four small RNAs particles.(1,2) The SS-B/La antigen is a 48 kDa phosphorylated protein which can be found in the nucleus and the cytoplasm and binds to several RNA molecules.(3) SS-B/La appears to be susceptible to proteolysis and degrades into smaller but immunoreactive polypeptides.(4) Unlike antibodies to SS-A/Ro that are present in SjS and other connective tissue diseases (CTD) [systemic lupus erythematosus, systemic sclerosis, inflammatory myopathies, overlap CTD] and primary biliary cholangitis, anti-SS-B/La antibodies are found primarily in patients with SjS.(2,5,6) In addition, SS-A/Ro antibodies may be found alone in many patients with SjS, however, anti-SS-B/La autoantibodies without SS-A/Ro has limited significant association for SjS diagnosis or phenotypic categorization.(2,6,7) Lastly, whereas testing for anti-SS-A/Ro antibodies is included in the 2016 American College of Rheumatology/European League Against Rheumatism classification criteria for primary SjS, evaluation of anti-SS-B/La antibodies is not required.(8) In a recent multicenter study of more than 10,500 patients with primary SjS, anti-SSB/La antibodies were detected in 58% of anti-SSA/Ro antibody-positive cases.(9) Anti-SS-B/La antibodies are detected using a variety of solid-phase (eg, plate, bead, or membrane) immunoassays such as enzyme-linked immunosorbent assay, fluorometric enzyme-linked immunoassays, chemiluminescence immunoassays, addressable laser bead immunoassay particle-based multianalyte technology and dot or line immunoassays.(10) For more information seeConnective Tissue Disease Cascade. | <1.0 U (negative) > or =1.0 U (positive) Reference values apply to all ages. | A positive result for anti-SS-B/La antibodies may be suggestive of a diagnosis of primary or secondary connective tissue disease including Sjogren syndrome if compatible autoantibody profile and clinical symptoms are present. The positive predictive value for primary Sjogren syndrome is increased with positivity for antibodies to Ro52, Ro60, and SS-B/La. Combination of anti-SSB-B/A and anti-Ro52 and/or anti-Ro60 antibodies may also be useful in the phenotypic stratification of patients with primary Sjogren syndrome. | Low levels and/or single positivity for anti-SS-B/La antibodies are likely to have limited clinical significance for the diagnosis and phenotypic stratification of patients with primary Sjogren syndrome. | 1. Brito-Zeron P, Baldini C, Bootsma H, et al. Sjogren syndrome. Nat Rev Dis Primers. 2016;2:16047 2. Vilchez-Oya F, Balastegui Martin H, Garcia-Martinez E, Corominas H. Not all autoantibodies are clinically relevant. Classic and novel autoantibodies in Sjogren's syndrome: A critical review. Front Immunol. 2022;13:1003054 3. Bachman M, Mayet WJ, Shroder HC, Pfeifer K, Meyer zum Buschenfelde KH, Muller WE. Association of La and Ro antigens with intracellular structures in HEp-2 carcinoma cells. Proc Natl Acad Sci U S A. 1986;83(20):7770-7774 4. Habets WJ, den Brok JH, Boerbooms AM, van de Putte LB, van Venrooij WJ. Characterization of the SS-B (La) antigen in adenovirus-infected and uninfected HeLa cells. EMBO J. 1983;2(10):1625-1631 5. Deroo L, Achten H, De Boeck K, et al. The value of separate detection of anti-Ro52, anti-Ro60 and anti-SSB/La reactivities in relation to diagnosis and phenotypes in primary Sjogren's syndrome. Clin Exp Rheumatol. 2022;40(12):2310-1317 6. Baer AN, McAdams DeMarco M, Shiboski SC, et al. The SSB-positive/SSA-negative antibody profile is not associated with key phenotypic features of Sjogren's syndrome. Ann Rheum Dis. 2015;74(8):1557-1561 7. Acar-Denizli N, Horvath IF, Mandl T, et al. Systemic phenotype related to primary Sjogren's syndrome in 279 patients carrying isolated anti-La/SSB antibodies. Clin Exp Rheumatol. 2020;38 Suppl 126(4):85-94 8. Shiboski CH, Shiboski SC, Seror R, et al. 2016 American College of Rheumatology/European League Against Rheumatism classification criteria for primary Sjogren's syndrome: A consensus and data-driven methodology involving three international patient cohorts. Ann Rheum Dis. 2017;76(1):9-16 9. Brito- Zeron P, Acar-Denizlin N, Ng WF et al. How immunological profile drives clinical phenotype of primary Sjogren’s syndrome at diagnosis: analysis of 10,500 patients (Sjogren Big Data Project). Clin Exp Rheumatol. 2018;36(Suppl. 112):S102-112 10. Bossuyt X, De Langhe E, Borghi MO, Meroni PL. Understanding and interpreting antinuclear antibody tests in systemic rheumatic diseases. Nat Rev Rheumatol. 2020;16(12):715-726 | Affinity-purified SS-B antigen is coupled covalently to polystyrene microspheres, which are impregnated with fluorescent dyes to create a unique fluorescent signature. SS-B/La antibodies, if present in diluted serum, bind to the SS-B antigen on the microspheres. The microspheres are washed to remove extraneous serum proteins. Phycoerythrin (PE)-conjugated antihuman IgG antibody is then added to detect IgG anti-SS-B/La bound to the microspheres. The microspheres are washed to remove unbound conjugate, and bound conjugate is detected by laser photometry. A primary laser reveals the fluorescent signature of each microsphere to distinguish it from microspheres that are labeled with other antigens, and a secondary laser reveals the level of PE fluorescence associated with each microsphere. Results are calculated by comparing the median fluorescence response for SS-B/La microspheres to a 4-point calibration curve.(Package insert: Bioplex 2200 ANA Screen. Bio-Rad Laboratories; 02/2019) | 1 to 3 days | 14 days | This test has been cleared, approved, or is exempt by the US Food and Drug Administration and is used per manufacturer's instructions. Performance characteristics were verified by Mayo Clinic in a manner consistent with CLIA requirements. | 86235 | SS-B/La Ab, IgG, S | 33613-1 | SSB | SS-B/La Ab, IgG, S | 33613-1
STLPC | St. Louis Encephalitis Antibody Panel, IgG and IgM, Spinal Fluid | Aiding the diagnosis of St. Louis encephalitis using spinal fluid specimens | Immunofluorescence Assay (IFA) | No | St. Louis Enceph Ab Panel, CSF | For more information seeMosquito-borne Disease Laboratory Testing. | Container/Tube:Sterile vial Preferred:Vial number 1 Acceptable:Any vial Specimen Volume:0.8 mL | 0.7 mL | Since 1933, outbreaks of St. Louis encephalitis (SLE) have involved the western United States, Texas, the Ohio-Mississippi Valley, and Florida. The vector of transmission is the mosquito. Peak incidence occurs in summer and early autumn. Disease onset is characterized by generalized malaise, fever, chills, headache, drowsiness, nausea, and sore throat or cough followed in 1 to 4 days by meningeal and neurologic signs. The severity of illness increases with advancing age; persons over 60 years have the highest frequency of encephalitis. Symptoms of irritability, sleeplessness, depression, memory loss, and headaches can last up to 3 years. Infections with arboviruses, including SLE, can occur at any age. The age distribution depends on the degree of exposure to the particular transmitting arthropod relating to age, sex, and occupational, vocational, and recreational habits of the individuals. Once humans have been infected, the severity of the host response may be influenced by age. SLE tends to produce the most severe clinical infections in older persons. | IgG: <1:1 IgM: <1:1 Reference values apply to all ages. | Detection of organism-specific antibodies in the cerebrospinal fluid (CSF) may suggest central nervous system (CNS) infection. However, these results are unable to distinguish between intrathecal antibodies and serum antibodies introduced into the CSF at the time of lumbar puncture or from a breakdown in the blood-brain barrier. The results should be interpreted with other laboratory and clinical data prior to a diagnosis of CNS infection. | All results must be correlated with clinical history and other data available to the attending physician. False-positive results may be caused by breakdown of the blood-brain barrier or by the introduction of blood into the cerebrospinal fluid at collection. Since cross-reactivity with dengue fever virus does occur with St. Louis encephalitis antigens, and, therefore, cannot be differentiated further, the specific virus responsible for positive results may be deduced by the travel history of the patient, along with available medical and epidemiological data, unless the virus can be isolated. | 1. Diaz A, Coffey LL, Burkett-Cadena N, et al. Reemergence of St. Louis Encephalitis Virus in the Americas. Emerg Infect Dis. 2018;24(12):2150-2157. doi: 10.3201/eid2412.180372 2. Piantadosi A, Kanjilal S: Diagnostic approach for arboviral infections in the United States. J Clin Microbiol.2020 Nov 18;58(12):e01926-19. doi: 10.1128/JCM.01926-19 | The indirect immunofluorescent antibody (IFA) assay is a 2-stage “sandwich” procedure. In the first stage, the patient cerebrospinal fluid (CSF) is diluted in Pretreatment Diluent for IgM and phosphate buffered saline (PBS) for IgG, added to appropriate slide wells in contact with the substrate, and incubated. Following incubation, the slide is washed in PBS which removes unbound CSF antibodies. In the second stage, each antigen well is overlaid with fluorescein-labeled antibody to IgM and IgG. The slide is incubated allowing antigen-antibody complexes to react with the fluorescein-labeled anti-IgM and anti-IgG. After the slide is washed, dried, and mounted, it is examined using fluorescence microscopy. Positive reactions appear as cells exhibiting bright apple-green cytoplasmic fluorescence against a background of red negative control cells. Semi-quantitative endpoint titers are obtained by testing serial dilutions of positive specimens.(Package inserts: Arbovirus IFA IgM and Arbovirus IFA IgG Instructions for Use. Focus Diagnostics; Rev 02, 05/01/2018) | Same day/1 day to 4 days | 2 weeks | This test was developed and its performance characteristics determined by Mayo Clinic in a manner consistent with CLIA requirements. It has not been cleared or approved by the US Food and Drug Administration. | 86653 x 2 | St. Louis Enceph Ab Panel, CSF | 96254-8 | 26368 | St. Louis Enceph Ab, IgM, CSF | 21510-3
STLP | St. Louis Encephalitis Antibody, IgG and IgM, Serum | Aiding in the diagnosis of St. Louis encephalitis using serum specimens | Immunofluorescence Assay (IFA) | Yes | St. Louis Enceph Ab, IgG and IgM, S | For more information seeMosquito-borne Disease Laboratory Testing. | Collection Container/Tube: Preferred:Serum gel Acceptable:Red top Submission Container/Tube:Plastic vial Specimen Volume:0.5 mL Collection Instructions:Centrifuge and aliquot serum into plastic vial. | 0.25 mL | The onset of St. Louis encephalitis is characterized by generalized malaise, fever, chilliness, headache, drowsiness, nausea, and sore throat or cough followed in 1 to 4 days by the meningeal and neurologic signs. The severity of illness increases with advancing age; persons over 60 years have the highest frequency of encephalitis. Symptoms of irritability, sleeplessness, depression, memory loss, and headaches can last up to 3 years. Areas of outbreaks since 1933 have involved the western United States, Texas, the Ohio-Mississippi Valley, and Florida. The vector of transmission is the mosquito. Peak incidence of St. Louis encephalitis is associated with summer and early autumn. | IgG: <1:10 IgM: <1:10 Reference values apply to all ages. | In patients infected with the St. Louis encephalitis virus, IgG antibody is generally detectable within 1 to 3 weeks of onset, peaking within 1 to 2 months, and declining slowly thereafter. IgM class antibody is also reliably detected within 1 to 3 weeks of onset, peaking and rapidly declining within 3 months. A single serum specimen IgG of 1:10 or greater indicates exposure to the virus. Results from a single serum specimen can differentiate early (acute) infection from past infection with immunity if IgM is positive (suggests acute infection). While a 4-fold or greater rise in IgG antibody titer in acute and convalescent sera indicates recent infection. Infections with St. Louis encephalitis can occur at any age. The age distribution depends on the degree of exposure to the particular transmitting arthropod relating to age and sex, as well as the occupational, vocational, and recreational habits of the individuals. St. Louis encephalitis tends to produce the most severe clinical infections in older persons. | All results must be correlated with clinical history and other data available to the attending physician. Specimens collected within the first 2 weeks after onset are variably negative for IgG antibody and should not be used to exclude the diagnosis of St. Louis encephalitis (SLE). If SLE is suspected, a second specimen should be collected and tested 10 to 21 days later. Since cross-reactivity with dengue fever does occur with SLE antigens and, therefore, cannot be differentiated further. The specific virus responsible for such a titer may be deduced by the travel history of the patient, along with available medical and epidemiological data, unless the virus can be isolated. Usually, when an infection with an arbovirus is suspected, it is too late to isolate the virus or draw serum specimens to detect a rise of antibody titer. | 1. Gonzalez-Scarano F, Nathanson N: Bunyaviruses. In: Fields BN, Knipe DM, eds. Fields Virology. Vol 1. 2nd ed. Raven Press; 1990:1195-1228 2. Donat JF, Rhodes KH, Groover RV, Smith TF: Etiology and outcome in 42 children with acute nonbacterial meningoencephalitis. Mayo Clin Proc. 1980 Mar;55(3):156-160 3. Tsai TF: Arboviruses. In: Murray PR, Baron EJ, Pfaller MA, et al, eds. Manual of Clinical Microbiology. 7th ed. American Society for Microbiology; 1999:1107-1124 4. Calisher CH: Medically important arboviruses of the United States and Canada. Clin Microbiol Rev. 1994 Jan;7(1):89-116 5.Diaz A, Coffey LL, Burkett-Cadena N, Day JF: Reemergence of St. Louis Encephalitis Virus in the Americas.Emerg Infect Dis. 2018 Dec;24(12):2150-2157. doi: 10.3201/eid2412.180372 | The indirect immunofluorescent antibody (IFA) assay is a 2-stage “sandwich” procedure. In the first stage, the patient serum is diluted in Pretreatment Diluent for IgM and phosphate buffered saline (PBS) for IgG, added to appropriate slide wells in contact with the substrate, and incubated. Following incubation, the slide is washed in PBS which removes unbound serum antibodies. In the second stage, each antigen well is overlaid with fluorescein-labeled antibody to IgM and IgG. The slide is incubated allowing antigen-antibody complexes to react with the fluorescein-labeled anti-IgM and anti-IgG. After the slide is washed, dried, and mounted, it is examined using fluorescence microscopy. Positive reactions appear as cells exhibiting bright apple-green cytoplasmic fluorescence against a background of red negative control cells. Semi-quantitative endpoint titers are obtained by testing serial dilutions of positive specimens.(Package inserts: Arbovirus IFA IgM and Arbovirus IFA IgG Instructions for Use. Focus Diagnostics; Rev. 02, 05/01/2018) | Same day/1 to 4 days | 2 weeks | This test has been cleared, approved, or is exempt by the US Food and Drug Administration and is used per manufacturer's instructions. Performance characteristics were verified by Mayo Clinic in a manner consistent with CLIA requirements. | 86653 x 2 | St. Louis Enceph Ab, IgG and IgM, S | 96255-5 | 87268 | St. Louis Enceph Ab, IgM, S | In Process
FSTAB | Stachybotrys chartarum/atra IgE |  | ImmunoCAP FEIA | Yes | Stachybotrys chartarum/atra IgE | Serum | Collection Container/Tube:Red top Acceptable:Serum gel Submission Container/Tube:Plastic vial Specimen Volume:0.5 mL of serum Collection Instructions:Draw blood in a plain red-top tube(s), serum gel tube(s) is acceptable. Spin down and send 0.5 mL of serum refrigerated in a plastic vial. | 0.5 mL |  | <0.35 kU/L | Class IgE (kU/L) Comment 0 <0.10 Negative 0/1 0.10-0.34 Equivocal/Borderline 1 0.35-0.69 Low Positive 2 0.70-3.49 Moderate Positive 3 3.50-17.49 High Positive 4 17.50-49.99 Very High Positive 5 50.00-99.99 Very High Positive 6 >99.99 Very High Positive |  |  |  | 3 to 6 days |  | This test was developed, and its performance characteristics determined by Eurofins Viracor. It has not been cleared or approved by the U.S. Food and Drug Administration. | 86003 | Stachybotrys chartarum/atra IgE | 29616-0 | Z5805 | CLASS | Not Provided
STRC | Standard Renal Clearance, Plasma and Random Urine | Precise measurement of glomerular filtration rate and renal plasma flow | Liquid Chromatography-Tandem Mass Spectrometry (LC-MS/MS) | Yes | Standard Renal Clearance | Plasma Na Heparin | Contact MLI for approval prior to ordering this test. Both plasma and urine are required. Specimen Type:Plasma Container/Tube:6-mL Green top (sodium heparin) Specimen Volume:3-4 mL Collection Instructions:Label specimen as plasma. Specimen Type:Urine Container/Tube:Sarstedt 5 mL Aliquot Tube (T914) Specimen Volume:5 mL Collection Instructions: 1. Collect a random urine collection. 2. No preservative. 3. Label specimen as urine. | 2 mL plasma/5 mL urine | The assessment of glomerular filtration rate (GFR) is animportant parameter of renal function utilized by clinicians in thecare of patients with varying renal diseases, and for clinicalresearch when precise assessment of renal function isnecessary. The GFR is the sum of all the filtration rates of theindividual nephrons within the kidney and, as such, reflects thenumber of functioning nephrons. GFR can fall due to a chronic renal disease that causes apermanent loss of nephrons, or due to an acute renal injury thatis potentially reversible. In addition, a decline in renal blood flow,ie, secondary to volume depletion, can result in a fall in GFR thatis functional and (potentially) quickly reversible. GFR increaseswhen factors that decreased renal blood flow are corrected, or thekidney heals after an acute injury. GFR also increases transientlyduring pregnancy, as well as in response to other physiologicstimuli that include hyperglycemia or a dietary protein load. Measurement of GFR can be performed by severalmethodologies including creatinine clearance, iothalamateclearance, and inulin clearance. Of these methods, the latter 2are significantly more accurate and reproducible thanthe former. Renal clearance of inulin, a fructose polymer, has traditionallybeen considered the gold standard for determination of GFR.Disadvantages to the use of inulin are its high cost, limitedavailability, and analytical expense. Previous studies have shownclose correlation between iothalamate and inulin GFRdeterminations. The short renal clearance test, which utilizes asubcutaneous injection of nonradiolabeled iothalamate and asingle (1 hour) urine specimen, is the preferred method formeasurement of GFR in most situations since it is less timeconsuming and less costly. The Standard Renal Clearance test, which utilizes continuousintravenous infusion of iothalamate (or inulin) and additionalurine and plasma collections, is an alternative means ofmeasuring GFR and may be preferable in patients with lowurine flows (eg, patients with severe liver failure). The Standard Renal Clearance test also measures renalplasmaflow (RPF). Intravenously administered para-aminohippurate(PAH) is used to determine RPF becausePAH is nearlycompletely removed from the renal circulationin a single pass,by a combination of glomerular filtration andtubular secretion. | GLOMERULAR FILTRATION RATE 20 years: 87-141 mL/min/SA (Iothalmate) Decreases by 4.95 mL/min/decade < or = 19 years: Not established 20 years: 87-141 21 years: 86-140 22 years: 86-140 23 years: 85-139 24 years: 85-139 25 years: 84-138 26 years: 84-138 27 years: 83-137 28 years: 83-137 29 years: 82-136 30 years: 81-136 31 years: 81-136 32 years: 81-135 33 years: 80-135 34 years: 80-134 35 years: 79-134 36 years: 79-133 37 years: 78-133 38 years: 78-132 39 years: 77-132 40 years: 77-131 41 years: 76-131 42 years: 76-130 43 years: 75-130 44 years: 75-129 45 years: 74-129 46 years: 74-128 47 years: 73-128 48 years: 73-127 49 years: 72-127 50 years: 72-126 51 years: 72-126 52 years: 71-125 53 years: 71-125 54 years: 70-124 55 years: 70-124 56 years: 69-123 57 years: 69-123 58 years: 68-122 59 years: 68-122 60 years: 67-121 61 years: 67-121 62 years: 66-120 63 years: 66-120 64 years: 65-119 65 years: 65-119 66 years: 65-119 67 years: 64-118 68 years: 64-118 69 years: 63-117 70-150 years: 62-116 PARA-AMINOHIPPURATE (PAH) CLEARANCE PAH Clearance 0-19 years: not established 20-29 years: >448 mL/min/SA 30-39 years: >413 mL/min/SA 40-49 years: >378 mL/min/SA 50-59 years: >343 mL/min/SA 60-69 years: >308 mL/min/SA 70-79 years: >273 mL/min/SA 80-89 years: >238 mL/min/SA 90-99 years: >203 mL/min/SA Note:Reference range decreases by 35mL/decade. FILTRATION FRACTION >or=16 years: 18-22% | Iothalamate Clearance: Low glomerular filtration rate (GFR) values indicate abnormal renal function, which may beeither reversible/transient or irreversible/permanent. GFR tendsto decline with age. Para-Aminohippurate (PAH) Clearance: The renal clearance of PAH, calculated from measurements ofPAH in serum and timed urine specimens, equals renal plasma flow (RPF). However,it is important to note that only 85% to 90% of PAH is cleared from thecirculation in a single pass, so the PAH clearance may underestimateRPF by 10% to 15%. Filtration Fraction (FF): The FF is the fraction of plasma perfusing thekidneys that is filtered (FF=GFR/RPF). Under normal conditions,FF is approximately 20%. Values significantly different from thisprovide an index to changes in GFR relative to RPF. For example,in states of decreased renal perfusion due to congestive heart failure,both RPF and GFR are decreased, whereas the FF is >20%. | A theoretical complication (one that has not been observed clinicallyto date) is transient suppression of thyroid function in premature andnewborn infants. Therefore, a sensitive thyrotropin test is suggestedapproximately 23 weeks after a standard renal clearance test in thatage group. Because complete clearance of para aminohippurate (PAH) is dependent on tubular secretion,diseases or conditions that disproportionately affect renal tubular cellsmay decrease PAH clearance without necessarily causing a proportionaldecrease renal plasma flow. Therefore, PAH clearance mayunderestimate renal perfusion flow in patients with selected diseases that affectrenal tubulointerstitium. | 1. Seegmiller JC, Burns BE, Fauq AH, et al: Iothalamate quantification by tandem mass spectrometry to measure glomerular filtration rate. Clin Chem 2010;56:568-574 2. Slack TK, Wilson DM: Normal renal function CIN and CPAH in healthy donors before and after nephrectomy. Mayo Clin Proc1976;51:296-300 3. Liedtke RR, Durate CG: Laboratory protocols and methods for the measurement of glomerular filtration rate and renal plasma flow.InRenal Function Tests. Edited by CG Duarte.Boston, Little Brown and Co., 1980, pp 49-63 4. Kasiske BL, Keane WF: Laboratory assessment of renal disease: clearence, urinalysis, and renal biopsy.InBrenner and Rector's The Kidney. Sixth edition. Edited by BM Brenner. Philadelphia, PA, WB Saunders Co, 2000, pp 1129-1142 5. Wilson DM, Bergert JH, Larson TS, Liedtke RR: GFR determined by nonradiolabeled iothalamate using capillary electrophoresis. Am J Kid Dis 1997;30:646-652 | Blood and timed urine samples are obtained after continuous intravenousinfusion of iothalamate and para-aminohippurate (PAH), the patient is allowed to equilibrate. Both iothalamateand PAH are measured by liquid chromatography-tandem mass spectrometry (LC/MS/MS). Renal clearance is calculated using the standard clearance formula. | Same day/1 to 4 days | 7 days | This test was developed and its performance characteristics determined by Mayo Clinic in a manner consistent with CLIA requirements. It has not been cleared or approved by the US Food and Drug Administration. | 82542 x 7 | Standard Renal Clearance | 96403-1 | CMT13 | Comment | 77202-0
STEM | Stemphyllium, IgE, Serum | Establishing a diagnosis of an allergy toStemphyllium Defining the allergen responsible for eliciting signs and symptoms Identifying allergens: -Responsible for allergic response and/or anaphylactic episode -To confirm sensitization prior to beginning immunotherapy -To investigate the specificity of allergic reactions to insect venom allergens, drugs, or chemical allergens | Fluorescence Enzyme Immunoassay (FEIA) | Yes | Stemphyllium, IgE | Serum | Collection Container/Tube: Preferred:Serum gel Acceptable:Red top Submission Container/Tube:Plastic vial Specimen Volume:0.5 mL for every 5 allergens requested Collection Instructions:Centrifuge and aliquot serum into a plastic vial. | For 1 allergen: 0.3 mL For more than 1 allergen: (0.05 mL x number of allergens) + 0.25 mL deadspace | Clinical manifestations of immediate hypersensitivity (allergic) diseases are caused by the release of proinflammatory mediators (histamine, leukotrienes, and prostaglandins) from IgE-sensitized effector cells (mast cells and basophils) when cell-bound IgE antibodies interact with an allergen. In vitro serum testing for IgE antibodies provides an indication of the immune response to allergens that may be associated with allergic disease. The allergens chosen for testing often depend upon the age of the patient, history of allergen exposure, season of the year, and clinical manifestations. In individuals predisposed to develop allergic disease, the sequence of sensitization and clinical manifestations proceed as follows: eczema and respiratory disease (rhinitis and bronchospasm) in infants and children less than 5 years due to food sensitivity (milk, egg, soy, and wheat proteins) followed by respiratory disease (rhinitis and asthma) in older children and adults due to sensitivity to inhalant allergens (dust mite, mold, and pollen inhalants). | Class,IgE kU/L,Interpretation, 0,<0.10,Negative, 0/1,0.10-0.34,Borderline/equivocal, 1,0.35-0.69,Equivocal, 2,0.70-3.49,Positive, 3,3.50-17.4,Positive, 4,17.5-49.9,Strongly positive, 5,50.0-99.9,Strongly positive, 6,> or =100,Strongly positive, | Detection of IgE antibodies in serum (class 1 or greater) indicates an increased likelihood of allergic disease as opposed to other etiologies and defines the allergens that may be responsible for eliciting signs and symptoms. The level of IgE antibodies in serum varies directly with the concentration of IgE antibodies expressed as a class score or kU/L. | Testing for IgE antibodies is not useful in patients previously treated with immunotherapy to determine if residual clinical sensitivity exists or in patients in whom the medical management does not depend upon identification of allergen specificity. Some individuals with clinically insignificant sensitivity to allergens may have measurable levels of IgE antibodies in serum, and test results must be interpreted in the clinical context. False-positive results for IgE antibodies may occur in patients with markedly elevated serum IgE (>2500 kU/L) due to nonspecific binding to allergen solid phases. | Homburger HA, Hamilton RG: Allergic diseases. In: McPherson RA, Pincus MR, eds. Henry's Clinical Diagnosis and Management by Laboratory Methods. 23rd ed. Elsevier; 2017:1057-1070 | Specific IgE from the patient's serum reacts with the allergen of interest, which is covalently coupled to an ImmunoCAP. After washing away nonspecific IgE, enzyme-labeled anti-IgE antibody is added to form a complex. After incubation, unbound anti-IgE is washed away, and the bound complex incubated with a developing agent. After stopping the reaction, the fluorescence of the eluate is measured. Fluorescence is proportional to the amount of specific IgE present in the patient's sample (ie, the higher the fluorescence value, the more IgE antibody is present).(Package insert: ImmunoCAP System Specific IgE FEIA. Phadia; Rev 06/2020) | Same day/1 to 3 days | 14 days | This test has been cleared, approved, or is exempt by the US Food and Drug Administration and is used per manufacturer's instructions. Performance characteristics were verified by Mayo Clinic in a manner consistent with CLIA requirements. | 86003 | Stemphyllium, IgE | 6252-1 | STEM | Stemphyllium, IgE | 6252-1
STER | Sterols, Plasma | Investigation of possible desmosterolosis (desmosterol reductase deficiency), cerebrotendinous xanthomatosis, lathosterolosis, sitosterolemia,sterol C4 methyl oxidase deficiency,MEND (male EBP disorder with neurologic defects) syndrome, and X-linked chondrodysplasia punctata 2 | Gas Chromatography Mass Spectrometry (GC-MS) | Yes | Sterols, P | Plasma | Supplies:Sarstedt Aliquot Tube, 5 mL (T914) Collection Container/Tube: Preferred:Green top (sodium or lithium heparin) Acceptable:Lavender top (EDTA), pearl white top (EDTA plasma gel), yellow top (ACD solution A or B) Submission Container/Tube:Plastic vial Specimen Volume:0.5 mL Collection Instructions: 1. Centrifuge specimen and aliquot plasma into plastic vial. 2. Send plasma frozen. | 0.1 mL | Cholesterol plays an essential role in many cellular and developmental processes. In addition to its role as a membrane lipid, it is the precursor to numerous molecules that play an important role in cell growth and differentiation, protein glycosylation, and signaling pathways. The biosynthesis of cholesterol and its subsequent conversion to other essential compounds is complex, involving a number of intermediates and enzymes. Disorders that result from a deficiency of these enzymes lead to an accumulation of specific intermediates and inhibit the formation of important biomolecules. Clinical findings common to cholesterol biosynthesis disorders include congenital skeletal malformations, dysmorphic facial features, psychomotor retardation, and failure to thrive. Desmosterolosis (desmosterol reductase deficiency) is a very rare disorder of cholesterol biosynthesis with a clinical phenotype similar to that of Smith-Lemli-Opitz (SLO) syndrome (7-dehydrocholesterol reductase deficiency). It is caused by variants inDHCR24(3-beta-hydroxysterol delta-24-reductase). To date, less than 20 cases of desmosterolosis have been described. Its biochemical marker is the marked elevation of desmosterol in plasma, tissue, and cultured cells. Another very rare disorder of cholesterol biosynthesis is lathosterolosis caused by variants inSC5DL(sterol 3-beta-hydroxysteroid-delta-5-desaturase).With less than 20 patients described to date, the phenotype appears to be characterized by dysmorphic features, multiple congenital anomalies including those of limb and kidney, intellectual disability, and liver disease. Biochemical abnormalities include elevated lathosterol and transaminases, hyperbilirubinemia, and absent 7-dehydrocholesterol. Sitosterolemia is a rare autosomal recessive disorder caused by variants in the ATP-binding cassette (ABC) transporter genes,ABCG5andABCG8, which abnormally enhance the absorption of plant sterols and cholesterol from the intestines. Patients often present with hematologic abnormalities and tendon and tuberous xanthomas as well as premature coronary artery disease. A biochemical diagnosis of sitosterolemia is made by documenting elevations of the plant sterols sitosterol and campesterol in plasma or serum. Cerebrotendinous xanthomatosis (CTX), also known as 27-hydroxylase deficiency, is caused by variants in theCYP27A1gene. CTX is an autosomal recessive sterol storage disease resulting in the accumulation of cholestanol and cholesterol in most tissues and markedly increased levels of cholestanol in serum. Additionally, the ketosterol bile acid precursors (7-alpha-hydroxy-4-cholesten-3-one [7a-C4] and 7-alpha,12-alpha–dihydroxycholest-4-en-3-one [7a12aC4]) are elevated in multiple tissues throughout the body and can be measured in blood or plasma, see: -CTXBS / Cerebrotendinous Xanthomatosis, Blood Spot -CTXWB / Cerebrotendinous Xanthomatosis, Blood -CTXP / Cerebrotendinous Xanthomatosis, Plasma Clinical symptoms of CTX are variable and develop gradually. They can include early chronic diarrhea, followed by bilateral cataracts, tuberous and tendon xanthomas, early atherosclerosis, and progressive neurologic impairment, such as ataxia, paraparesis, cerebellar ataxia, and dementia. CTX should be suspected in patients with tendon xanthomas plus normal or elevated serum cholesterol and considered in cases of unexplained juvenile cataracts. X-linked chondrodysplasia punctata 2 (CDPX2) and MEND (male EBP disorder with neurologic defects) syndrome are caused by defects inEBP,which codes for emopamil-binding protein, an important enzyme in the final steps of the sterol biosynthesis pathway. CDPX2 is a typically male-lethal X-linked dominant skeletal dysplasia with accompanying skin, hair, nail, and eye abnormalities (ichthyosis in the newborn, scarring alopecia, cataracts). The phenotype in affected female patients is variable ranging from severe skeletal and internal anomalies leading to fetal demise or stillbirth to milder short stature or even asymptomatic carriers. MEND syndrome, caused by nonmosaic partial loss of function variants inEBP,affects primarily male patients. It is a neurologic phenotype characterized by moderate-to-severe developmental delay and central nervous system malformations, in particular Dandy-Walker malformation, agenesis of the corpus callosum, and hydrocephalus. Many patients have dysmorphic features that overlap with Smith-Lemli-Opitz syndrome (2-3 toe syndactyly, postaxial polydactyly, and urogenital anomalies). Female patients are rarely affected. Biochemical abnormalities for CDXP2 and MEND syndrome include elevated 8(9)-cholestenol and 8-dehydrocholesterol. Sterol C4 methyl oxidase deficiency (SC4MOL) is an autosomal recessive inborn error of cholesterol metabolism characterized by microcephaly, congenital cataracts, and psoriasiform dermatitis. Other features include immune dysregulation, joint pain, short stature, and intellectual disability. Biochemical abnormalities include increased plasma 4,4'-dimethyl and 4alpha-monomethylsterols such as dihydro T-MAS (4,4'-dimethyl-5alpha-cholesta-8(9)-en-3beta-ol), and decreased total, low-density lipoprotein, and high-density lipoprotein cholesterol. | 7-DEHYDROCHOLESTEROL < or =2.0 mg/L 8-DEHYDROCHOLESTEROL < or =0.3 mg/L 8(9)-CHOLESTENOL < or =5.0 mg/L CAMPESTEROL < or =8.0 mg/L CHOLESTANOL < or =6.0 mg/L DESMOSTEROL < or =2.5 mg/L DIHYDRO T-MAS < or =0.3 mg/L LATHOSTEROL < or =6.0 mg/L SITOSTEROL < or =15.0 mg/L SQUALENE < or =1.0 mg/L STIGMASTEROL < or =0.5 mg/L | A quantitative report of the patient's sterol profile and a Biochemical Genetics consultant's interpretation is provided for each specimen. | Reference values were derived using fasting specimens from healthy individuals. Sitosterol and campesterol values may be mildly elevated in individuals whose diets include foods with high concentrations of plant sterols, such as some vegetable oils and infant formulas. Desmosterol may be elevated in individuals on medications containing amiodarone.(1) Mild elevations of 7-dehydrocholesterol and 8-dehydrocholesterol may be observed in individuals taking certain antidepressant and/or antipsychotic medications such as aripiprazole and trazodone.(2) Patients with primary dyslipidemias may also have altered cholesterol metabolism and mild elevations of sterols.(3) | 1. Simonen P, Lehtonen J, Lampi AM, et al. Desmosterol accumulation in users of amiodarone. J Intern Med. 2018;283(1):93-101. doi:10.1111/joim.12682 2.Hall P, Michels V, Gavrilov D, et al. Aripiprazole and trazodone cause elevations of 7-dehydrocholesterol in the absence of Smith-Lemli-Opitz syndrome. Mol Genet Metab. 2013;110(1-2):176-178 3. Lupatelli G, De Vuono S, Mannarino E. Patterns of cholesterol metabolism: Pathophysiological and therapeutic implications for dyslipidemias and the metabolic syndrome. Nutr Metab Cardiovasc Dis.2011;21(9):620-627. doi:10.1016/j.numecd.2011.04.010 4. Zolotushko J, Flusser H, Markus B, et al. The desmosterolosis phenotype: spasticity, microcephaly and micrognathia with agenesis of corpus callosum and loss of white matter. Eur J Hum Genet. 2011;19(9):942-946. doi:10.1038/ejhg.2011.74 5. Bjorkhem I, Boberg K, Leitersdorf E. Inborn errors in bile acid biosynthesis and storage of sterols other than cholesterol. In: Valle DL, Antonarakis S, Ballabio A, Beaudet AL, Mitchell GA. eds. The Online Metabolic and Molecular Bases of Inherited Disease. McGraw Hill; 2019. Accessed November 02, 2023. Available at https://ommbid.mhmedical.com/content.aspx?bookid=2709&sectionid=225540623 6. Lu K, Lee MH, Hazard S, et al. Two genes that map to the STSL locus cause sitosterolemia: genomic structure and spectrum of mutations involving sterolin-1 and sterolin-2, encoded byABCG5andABCG8, respectively. Am J Hum Genet. 2001;69(2):278-290 7. Pilo de la Fuente B, Sobrido MJ, Giros M, et al. Usefulness of cholestanol levels in the diagnosis and follow-up of patients with cerebrotendinous xanthomatosis. Neurologia. 2011;26(7):397-404 8. Herman GE, Kratz L. Disorders of sterol synthesis: beyond Smith-Lemli-Optiz syndrome. Am J Med Genet C Semin Med Genet. 2012;106C(4):301-321 9. Kumble S, Savarirayan R. Chondrodysplasia punctata 2, X-linked. In: Adam MP, Mirzaa GM, Pagon RA, et al., eds: GeneReviews [Internet]. University of Washington, Seattle; 2011. Updated January 09, 2020. Accessed November 02, 2023. Available at www.ncbi.nlm.nih.gov/books/NBK55062/ 10. Parraga I, Lopez-Torres J, Andres F, et al. Effect of plant sterols on the lipid profile of patients with hypercholesterolaemia. Randomised, experimental study. BMC Complement Altern Med. 2011;11:73. doi:10.1186/1472-6882-11-73 | The plasma specimen is hydrolyzed and then extracted, followed by evaporation to dryness under nitrogen. The sterols are derivatized and analyzed using selected ion-monitoring electron impact gas chromatography mass spectrometry to quantitate 7-dehydrocholesterol, 8-dehydrocholesterol, squalene, 8(9)-cholestenol, cholestanol, desmosterol, lathosterol, DiHydro T-MAS (testis meiosis activating sterol), campesterol, stigmasterol, and sitosterol.(Unpublished Mayo method) | 3 to 7 days | 1 month | This test was developed and its performance characteristics determined by Mayo Clinic in a manner consistent with CLIA requirements. It has not been cleared or approved by the US Food and Drug Administration. | 82542 | Sterols, P | 75858-1 | 610619 | Stigmasterol | 100427-4
SPPS | Stiff-Person Spectrum Disorders Evaluation, including Progressive Encephalomyelitis with Rigidity and Myoclonus, Serum | Evaluating patients with suspected stiff-person syndrome (classical or focal forms, such as stiff-limb or stiff-trunk) andprogressive encephalomyelitis with rigidity and myoclonus using serum specimens | AMPHS, APHTS, DPPTS: Indirect Immunofluorescence Assay (IFA) AMIBS: Immunoblot DPPCS: Cell-Binding Assay GD65S: Radioimmunoassay (RIA) GLYCS: Live Cell-Binding Assay SPPSI: Medical Interpretation | Yes | Stiff-Person/PERM Eval, S | If the indirect immunofluorescence assay (IFA) pattern suggests amphiphysin antibody, then amphiphysin immunoblot and amphiphysin IFA titer will be performed at an additional charge. | Supplies:Sarstedt Aliquot Tube, 5 mL (T914) Collection Container/Tube: Preferred:Red top Acceptable:Serum gel Submission Container/Tube:Plastic vial Specimen Volume:2 mL Collection Instructions:Centrifuge and aliquot serum into a plastic vial. | 1 mL | Stiff-person spectrum disorders include classical stiff-person syndrome, focal stiff-person forms (stiff-limb and stiff-trunk), and a severe encephalomyelitic form known as progressive encephalomyelitis with rigidity and myoclonus (PERM). Paraneoplastic and idiopathic autoimmune causes may be differentiated by a neuronal IgG antibody profile. The unifying clinical and electrophysiologic characteristic is central nervous system hyperexcitability. Clinical manifestations include stiffness, spasms, heightened startle responses, and falls. For the classical stiff-person form, the low back and lower extremities are principally affected. The stiff-limb phenotype may affect one or more limbs without truncal involvement. Truncal manifestations include low back spasms and deformity, with sudden chest wall spasms and breathing difficulties. In addition, patients with PERM have encephalopathy (often with seizures), myoclonus (muscle jerking), and dysautonomia. The most common IgG biomarker detected in stiff-person spectrum is glutamic acid decarboxylase 65 (GAD65) antibody. These patients generally have a classical or limited stiff-person form, almost always have antibody values above 20.0 nmol/L, have accompanying non-neurological autoimmune disease in 50% (type 1 diabetes and thyroid disease being most common), and almost always without accompanying cancer. Amphiphysin-IgG positivity is most frequently encountered in patients with occult breast adenocarcinoma presenting with limb stiffness and spasms; neurogenic changes are usually detectable on clinical exam and electromyography. Patients with glycine receptor (GlyR [alpha1 1 subunit]) autoimmunity present more commonly with PERM or stiff-limb phenotype rather than the classical stiff-person form. Associated neoplasms in patients who are GlyR antibody positive include thymoma, but a general search for age- and sex-pertinent cancers should also be undertaken. Dipeptidyl-peptidase-like protein-6 (DPPX) antibody is associated with diverse central and autonomic presentations, including PERM. B-cell blood dyscrasias should be tested for in DPPX-IgG positive cases. All patients with stiff-person spectrum, both seropositive and seronegative, may be immune therapy responsive. GlyR-IgG may be predictive of immune therapy response, including in patients with coexisting GAD65 antibody. | Test ID,Reporting Name,Methodology*,Reference Value, SPPSI,Stiff-Person/PERM Interp, S,Medical interpretation,N/A, AMPHS,Amphiphysin Ab, S,IFA,Negative, DPPCS,DPPX Ab CBA, S,CBA,Negative, GD65S,GAD65 Ab Assay, S,RIA,< or =0.02 nmol/L, GLYCS,Glycine Alpha1 LCBA, S,LCBA,Negative, Test ID,Reporting Name,Methodology,Reference Value, AMIBS,Amphiphysin Immunoblot, S,IB,Negative, APHTS,Amphiphysin Ab Titer, S,IFA,<1:240, DPPTS,DPPX Ab IFA Titer, S,IFA,<1:240, | Seropositivity supports the clinical diagnosis of stiff-person spectrum disorder (classical stiff-person, stiff-limb, stiff-trunk, or progressive encephalomyelitis with rigidity and myoclonus). A paraneoplastic basis should be considered. | Negative results do not exclude the diagnosis of stiff-person spectrum disorder or progressive encephalomyelitis with rigidity and myoclonus (PERM). Glutamic acid decarboxylase 65 (GAD65) antibody positive values below 20 nmol/L should be interpreted with caution. Lower values are encountered in 8% of the general population. However, GAD65 autoimmunity (any antibody value) is associated with other autoimmune diseases that can cause neurological symptoms, including type 1 diabetes, pernicious anemia, hypothyroidism, and adrenal insufficiency. | 1. Hinson SR, Lopez-Chiriboga AS, Bower JH, et al. Glycine receptor modulating antibody predicting treatable stiff-person spectrum disorders. Neurol Neuroimmunol Neuroinflamm. 2018;5:e438 2. Hutchinson M, Waters P, McHugh J, et al. Progressive encephalomyelitis, rigidity, and myoclonus: a novel glycine receptor antibody. Neurology. 2008;71(16):1291-1292 3. Martinez-Hernandez E, Arino H, McKeon A, et al. Clinical and immunologic investigations in patients with stiff-person spectrum disorder. JAMA Neurol. 2016;73(6):714-720 4. McKeon A, Martinez-Hernandez E, Lancaster E, et al. Glycine receptor autoimmune spectrum with stiff-man syndrome phenotype. JAMA Neurol. 2013;70(1):44-50 5. McKeon A, Robinson MT, McEvoy KM, et al. Stiff-man syndrome and variants: clinical course, treatments, and outcomes. Arch Neurol. 2012;69(2):230-238 6. Pittock SJ, Lucchinetti CF, Parisi JE, et al: Amphiphysin autoimmunity: paraneoplastic accompaniments. Ann Neurol. 2005;58(1):96-107 7. Pittock SJ, Yoshikawa H, Ahlskog JE, et al. Glutamic acid decarboxylase autoimmunity with brainstem, extrapyramidal, and spinal cord dysfunction. Mayo Clin Proc. 2006;81(9):1207-1214 8. Tobin WO, Lennon VA, Komorowski L, et al. DPPX potassium channel antibody: frequency, clinical accompaniments, and outcomes in 20 patients. Neurology. 2014;83(20):1797-1803 9. Walikonis JE, Lennon VA. Radioimmunoassay for glutamic acid decarboxylase (GAD65) autoantibodies as a diagnostic aid for stiff-man syndrome and a correlate of susceptibility to type 1 diabetes mellitus. Mayo Clin Proc. 1998;73(12):1161-1166 | Cell-Binding Assay: Patient specimen is applied to a composite slide containing transfected and nontransfected HEK-293 cells. After incubation and washing, fluorescein-conjugated goat-antihuman IgG is applied to detect the presence of patient IgG binding.(Package insert: IIFT: Neurology Mosaics, Instructions for the indirect immunofluorescence test. EUROIMMUN; FA_112d-1_A_UK_C13, 02/2019) Indirect Immunofluorescence Assay: The patient's sample is tested by a standardized immunofluorescence assay that uses a composite frozen section of mouse cerebellum, kidney, and gut tissues. After incubation with sample and washing, fluorescein-conjugated goat-antihuman IgG is applied. Neuron-specific autoantibodies are identified by their characteristic fluorescence staining patterns. Samples that are scored positive for any neuronal nuclear or cytoplasmic autoantibody are titrated to an endpoint. Interference by coexisting non-neuron-specific autoantibodies can usually be eliminated by serologic absorption.(Honorat JA, Komorowski L, Josephs KA, et al. IgLON5 antibody: neurological accompaniments and outcomes in 20 patients. Neurol Neuroimmunol Neuroinflamm. 2017;4[5]:e385. doi: 10.1212/NXI.0000000000000385) Live Cell-Binding Assay: This assay utilizes the T-REx System (Thermo Fisher). Expression of the glycine receptor alpha-1-subunit is repressed in the absence of tetracycline or doxycycline and induced in the presence of tetracycline or doxycycline. HEK293 cells stably expressing the tetracycline repressor and stably transfected with a plasmid encoding the alpha-1-subunit of the glycine receptor, under control of doxycycline, are grown in wells of a chamber slide. Twenty-four hours prior to the assay, the wells on the bottom half of the slide are treated with culture media, including doxycycline. After 24 hours, patient sample will be added to the living HEK293 cells held on ice. Bound IgG will be detected using a fluorophore conjugated anti-human IgG secondary antibody. Patient samples with IgG-specific antibodies for the glycine receptor will be positive on doxycycline-treated cells and negative on cells not treated with doxycycline.(Unpublished Mayo method) Radioimmunoassay: (125)I-labeled recombinant human antigens or labeled receptors are incubated with patient sample. After incubation, anti-human IgG is added to form an immunoprecipitate. The amount of (125)I-labeled antigen in the immunoprecipitate is measured using a gamma-counter. The amount of gamma emission in the precipitate is proportional to the amount of antigen-specific IgG in the sample. Results are reported as units of precipitated antigen (nMol) per L of patient sample.(Griesmann GE, Kryzer TJ, Lennon VA: Autoantibody profiles of myasthenia gravis and Lambert-Eaton myasthenic syndrome. In: Rose NR, Hamilton RG, et al, eds. Manual of Clinical and Laboratory Immunology. 6th ed ASM Press; 2002:1005-1012; Walikonis JE, Lennon VA. Radioimmunoassay for glutamic acid decarboxylase [GAD65] autoantibodies as a diagnostic aid for stiff-man syndrome and a correlate of susceptibility to type 1 diabetes mellitus. Mayo Clin Proc. 1998;73[12]:1161-1166; Jones AL, Flanagan EP, Pittock SJ, et al. Responses to and outcomes of treatment of autoimmune cerebellar ataxia in adults. JAMA Neurol. 2015;72[11]:1304-1312. doi:10.1001/jamaneurol.2015.2378) Immunoblot: All steps are performed at ambient temperature (18-28 degrees C) utilizing the EUROBlot One instrument. Diluted patient specimen (1:101) is added to test strips (strips containing recombinant antigen manufactured and purified using biochemical methods) in individual channels and incubated for 30 minutes. Positive specimens will bind to the purified recombinant antigen and negative specimens will not bind. Strips are washed to remove unbound antibodies and then incubated with anti-human IgG antibodies (alkaline phosphatase-labeled) for 30 minutes. The strips are again washed to remove unbound anti-human IgG antibodies, and nitroblue tetrazolium chloride/5-bromo-4-chloro-3-indolyl phosphate (NBT/BCIP) substrate is added. Alkaline phosphatase enzyme converts the soluble substrate into a colored insoluble product on the membrane to produce a black band. Strips are digitized via picture capture on the EUROBlot One instrument and evaluated with the EUROLineScan software.(O'Connor K, Waters P, Komorowski L, et al. GABAA receptor autoimmunity: A multicenter experience. Neurol Neuroimmunol Neuroinflamm. 20194;6[3]:e552. doi:10.1212/NXI.0000000000000552) | 5 to 10 days | 28 days | This test was developed and its performance characteristics determined by Mayo Clinic in a manner consistent with CLIA requirements. It has not been cleared or approved by the US Food and Drug Administration. | 86255 x 2863410431U84182 (if appropriate)86256 (if appropriate)86256 (if appropriate) | Stiff-Person/PERM Eval, S | 94701-0 | 618910 | IFA Notes | 48767-8
SPPC | Stiff-Person Spectrum Disorders Evaluation, including Progressive Encephalomyelitis with Rigidity and Myoclonus, Spinal Fluid | Evaluating patients with suspected stiff-person syndrome (classical or focal forms, such as stiff-limb or stiff-trunk) andprogressive encephalomyelitis with rigidity and myoclonususing spinal fluid specimens | AMPHC, APHTC, DPPTC: Indirect Immunofluorescence Assay (IFA) AMIBC: Immunoblot DPPCC: Cell-Binding Assay GD65C: Radioimmunoassay (RIA) GLYCC: Live Cell-Binding Assay | Yes | Stiff-Person/PERM Eval, CSF | If the indirect immunofluorescence assay (IFA) pattern suggests amphiphysin antibody, then amphiphysin immunoblot and amphiphysin IFA titer will be performed at an additional charge. | Container/Tube:Sterile vial Preferred:Vial number 1 Acceptable:Any vial Specimen Volume:4 mL | 2 mL | Stiff-person spectrum disorders include classical stiff-person syndrome, focal stiff-person forms (stiff-limb and stiff-trunk), and a severe encephalomyelitic form known as progressive encephalomyelitis with rigidity and myoclonus (PERM). Paraneoplastic and idiopathic autoimmune causes may be differentiated by a neuronal IgG antibody profile. The unifying clinical and electrophysiologic characteristic is central nervous system hyperexcitability. Clinical manifestations include stiffness, spasms, heightened startle responses, and falls. For the classical stiff-person form, the low back and lower extremities are principally affected. The stiff-limb phenotype may affect one or more limbs without truncal involvement. Truncal manifestations include low back spasms and deformity, with sudden chest wall spasms and breathing difficulties. In addition, patients with PERM have encephalopathy (often with seizures), myoclonus (muscle jerking), and dysautonomia. The most common IgG biomarker detected in stiff-person spectrum is glutamic acid decarboxylase 65 (GAD65) antibody. These patients generally have a classical or limited stiff-person form, almost always have antibody values above 20.0 nmol/L, have accompanying non-neurological autoimmune disease in 50% (type 1 diabetes and thyroid disease being most common), and almost always without accompanying cancer. Amphiphysin-IgG positivity is most frequently encountered in patients with occult breast adenocarcinoma presenting with limb stiffness and spasms; neurogenic changes are usually detectable on clinical exam and electromyography. Patients with glycine receptor (GlyR [alpha1 1 subunit]) autoimmunity present more commonly with PERM or stiff-limb phenotype rather than the classical stiff-person form. Associated neoplasms in patients who are GlyR antibody positive include thymoma, but a general search for age- and sex-pertinent cancers should also be undertaken. Dipeptidyl-peptidase-like protein-6 (DPPX) antibody is associated with diverse central and autonomic presentations, including PERM. B-cell blood dyscrasias should be tested for in DPPX-IgG positive cases. All patients with stiff-person spectrum, both seropositive and seronegative, may be immune therapy responsive. GlyR-IgG may be predictive of immune therapy response, including in patients with coexisting GAD65 antibody. | Test ID,Reporting Name,Methodology*,Reference Value, SPPCI,Stiff-Person/PERM Interp, CSF,Medical interpretation,N/A, AMPHC,Amphiphysin Ab, CSF,IFA,Negative, DPPCC,DPPX Ab CBA, CSF,CBA,Negative, GD65C,GAD65 Ab Assay, CSF,RIA,< or =0.02 nmol/L, GLYCC,Glycine Alpha1 LCBA, CSF,LCBA,Negative, Test ID,Reporting Name,Methodology,Reference Value, AMIBC,Amphiphysin Immunoblot, CSF,IB,Negative, APHTC,Amphiphysin Ab Titer, CSF,IFA,<1:2, DPPTC,DPPX Ab IFA Titer, CSF,IFA,<1:2, | Spinal fluid antibody positivity supports the clinical diagnosis of stiff-person spectrum disorder (classical stiff-person, stiff-limb, stiff-trunk, or progressive encephalomyelitis with rigidity and myoclonus). A paraneoplastic basis should be considered. | Negative results do not exclude the diagnosis of stiff-person spectrum disorder or progressive encephalomyelitis with rigidity and myoclonus (PERM). Glutamic acid decarboxylase 65 (GAD65) antibody positive values below 20 nmol/L should be interpreted with caution. Lower values are encountered in 8% of the general population. However, GAD65 autoimmunity (any antibody value) is associated with other autoimmune diseases that can cause neurological symptoms, including type 1 diabetes, pernicious anemia, hypothyroidism, and adrenal insufficiency. | 1. Hinson SR, Lopez-Chiriboga AS, Bower JH, et al. Glycine receptor modulating antibody predicting treatable stiff-person spectrum disorders. Neurol Neuroimmunol Neuroinflamm. 2018;5(2):e438 2. Hutchinson M, Waters P, McHugh J, et al. Progressive encephalomyelitis, rigidity, and myoclonus: a novel glycine receptor antibody. Neurology. 2008;71(16):1291-1292 3. Martinez-Hernandez E, Arino H, McKeon A, et al. Clinical and immunologic investigations in patients with stiff-person spectrum disorder. JAMA Neurol. 2016;73(6):714-720 4. McKeon A, Martinez-Hernandez E, Lancaster E, et al. Glycine receptor autoimmune spectrum with stiff-man syndrome phenotype. JAMA Neurol. 2013;70(1):44-50 5. McKeon A, Robinson MT, McEvoy KM, et al. Stiff-man syndrome and variants: clinical course, treatments, and outcomes. Arch Neurol. 2012;69(2):230-238 6. Pittock SJ, Lucchinetti CF, Parisi JE, et al. Amphiphysin autoimmunity: paraneoplastic accompaniments. Ann Neurol. 2005;58(1):96-107 7. Pittock SJ, Yoshikawa H, Ahlskog JE, et al. Glutamic acid decarboxylase autoimmunity with brainstem, extrapyramidal, and spinal cord dysfunction. Mayo Clin Proc. 2006;81(9):1207-1214 8. Tobin WO, Lennon VA, Komorowski L, et al. DPPX potassium channel antibody: frequency, clinical accompaniments, and outcomes in 20 patients. Neurology. 2014;83(20):1797-1803 9. Walikonis JE, Lennon VA. Radioimmunoassay for glutamic acid decarboxylase (GAD65) autoantibodies as a diagnostic aid for stiff-man syndrome and a correlate of susceptibility to type 1 diabetes mellitus. Mayo Clin Proc. 1998;73(12):1161-1166 | Cell-Binding Assay: Patient specimen is applied to a composite slide containing transfected and nontransfected HEK-293 cells. After incubation and washing, fluorescein-conjugated goat-antihuman IgG is applied to detect the presence of patient IgG binding.(Package insert: IIFT: Neurology Mosaics, Instructions for the indirect immunofluorescence test. EUROIMMUN; FA_112d-1_A_UK_C13, 02/2019) Indirect Immunofluorescence Assay: The patient's sample is tested by a standardized immunofluorescence assay that uses a composite frozen section of mouse cerebellum, kidney, and gut tissues. After incubation with sample and washing, fluorescein-conjugated goat-antihuman IgG is applied. Neuron-specific autoantibodies are identified by their characteristic fluorescence staining patterns. Samples that are scored positive for any neuronal nuclear or cytoplasmic autoantibody are titrated to an endpoint. Interference by coexisting non-neuron-specific autoantibodies can usually be eliminated by serologic absorption.(Honorat JA, Komorowski L, Josephs KA, et al. IgLON5 antibody: neurological accompaniments and outcomes in 20 patients. Neurol Neuroimmunol Neuroinflamm. 2017;4[5]:e385. doi:10.1212/NXI.0000000000000385) Live Cell-Binding Assay: This assay utilizes the T-REx System (Thermo Fisher). Expression of the glycine receptor alpha-1-subunit is repressed in the absence of tetracycline or doxycycline and induced in the presence of tetracycline or doxycycline. HEK293 cells stably expressing the tetracycline repressor and stably transfected with a plasmid encoding the alpha-1-subunit of the glycine receptor, under control of doxycycline, are grown in wells of a chamber slide. Twenty-four hours prior to the assay, the wells on the bottom half of the slide are treated with culture media, including doxycycline. After 24 hours, patient sample will be added to the living HEK293 cells held on ice. Bound IgG will be detected using a fluorophore conjugated anti-human IgG secondary antibody. Patient samples with IgG-specific antibodies for the glycine receptor will be positive on doxycycline-treated cells and negative on cells not treated with doxycycline.(Unpublished Mayo method) Radioimmunoassay: (125)I-labeled recombinant human antigens or labeled receptors are incubated with patient sample. After incubation, anti-human IgG is added to form an immunoprecipitate. The amount of (125)I-labeled antigen in the immunoprecipitate is measured using a gamma-counter. The amount of gamma emission in the precipitate is proportional to the amount of antigen-specific IgG in the sample. Results are reported as units of precipitated antigen (nMol) per L of patient sample.(Griesmann GE, Kryzer TJ, Lennon VA: Autoantibody profiles of myasthenia gravis and Lambert-Eaton myasthenic syndrome. In: Rose NR, Hamilton RG, et al eds. Manual of Clinical and Laboratory Immunology. 6th ed. ASM Press; 2002:1005-1012; Walikonis JE, Lennon VA. Radioimmunoassay for glutamic acid decarboxylase [GAD65] autoantibodies as a diagnostic aid for stiff-man syndrome and a correlate of susceptibility to type 1 diabetes mellitus. Mayo Clin Proc. 1998;73[12]:1161-1166; Jones AL, Flanagan EP, Pittock SJ, et al. Responses to and outcomes of treatment of autoimmune cerebellar ataxia in adults. JAMA Neurol. 2015 Nov;72[11]:1304-1312. doi:10.1001/jamaneurol.2015.2378) Immunoblot: All steps are performed at ambient temperature (18-28 degrees C) utilizing the EUROBlot One instrument. Diluted patient specimen (1:12.5) is added to test strips (strips containing recombinant antigen manufactured and purified using biochemical methods) in individual channels and incubated for 30 minutes. Positive specimens will bind to the purified recombinant antigen, and negative specimens will not bind. Strips are washed to remove unbound antibodies and then incubated with anti-human IgG antibodies (alkaline phosphatase-labeled) for 30 minutes. The strips are again washed to remove unbound anti-human IgG antibodies, and nitroblue tetrazolium chloride/5-bromo-4-chloro-3-indolylphosphate (NBT/BCIP) substrate is added. Alkaline phosphatase enzyme converts the soluble substrate into a colored insoluble product on the membrane to produce a black band. Strips are digitized via picture capture on the EUROBlot One instrument and evaluated with the EUROLineScan software.(O'Connor K, Waters P, Komorowski L, et al. GABAA receptor autoimmunity: A multicenter experience. Neurol Neuroimmunol Neuroinflamm. 2019;6[3]:e552. doi:10.1212/NXI.0000000000000552) | 5 to 10 days | 28 days | This test was developed and its performance characteristics determined by Mayo Clinic in a manner consistent with CLIA requirements. It has not been cleared or approved by the US Food and Drug Administration. | 86255 x 2863410431U84182 (if appropriate)86256 (if appropriate)86256 (if appropriate) | Stiff-Person/PERM Eval, CSF | 94712-7 | 618909 | IFA Notes | 48767-8
SPPCI | Stiff-Person Spectrum Disorders including Progressive Encephalomyelitis with Rigidity and Myoclonus, Interpretation, Spinal Fluid | Interpretation for the evaluation of stiff-person spectrum disorders, including the classical or focal forms, such as stiff-limb or stiff-trunk, andprogressive encephalomyelitis with rigidity and myoclonus, using spinal fluid specimens | Only orderable as part of profile. For more information see SPPC / Stiff-Person Spectrum Disorders Evaluation, including Progressive Encephalomyelitis with Rigidity and Myoclonus, Spinal Fluid. Medical Interpretation | Yes | Stiff-Person/PERM Interp, CSF | CSF |  |  | Stiff-person spectrum disorders include classical stiff-person syndrome, focal stiff-person forms (stiff-limb and stiff-trunk), and a severe encephalomyelitic form known asprogressive encephalomyelitis with rigidity and myoclonus(PERM). Paraneoplastic and idiopathic autoimmune causes may be differentiated by a neuronal IgG antibody profile. The unifying clinical and electrophysiologic characteristic is central nervous system hyperexcitability. Clinical manifestations include stiffness, spasms, heightened startle responses, and falls. For the classical stiff-person form, the low back and lower extremities are principally affected. The stiff-limb phenotype may affect one or more limbs without truncal involvement. Truncal manifestations include low back spasms and deformity, with sudden chest wall spasms and breathing difficulties. In addition, patients with PERM have encephalopathy (often with seizures), myoclonus (muscle jerking), and dysautonomia. The most common IgG biomarker detected in stiff-person spectrum is glutamic acid decarboxylase 65 (GAD65) antibody. These patients generally have a classical or limited stiff-person form, almost always have antibody values above 20.0 nmol/L, have accompanying non-neurological autoimmune disease in 50% (type 1 diabetes and thyroid disease being most common), and almost always without accompanying cancer. Amphiphysin-IgG positivity is most frequently encountered in patients with occult breast adenocarcinoma presenting with limb stiffness and spasms; neurogenic changes are usually detectable on clinical exam and electromyography. Glycine receptor (GlyR [ alpha1 1 subunit]) autoimmunity patients present more commonly with PERM or stiff-limb phenotype rather than the classical stiff-person form. Associated neoplasms in GlyR antibody positive patients include thymoma, but a general search for age- and sex-pertinent cancers should also be undertaken. Dipeptidyl-peptidase-like protein-6 (DPPX) antibody is associated with diverse central and autonomic presentations, including PERM. B-cell blood dyscrasias should be tested for in DPPX-IgG positive cases. All stiff-person spectrum patients, both seropositive and seronegative, may be immune therapy responsive. GlyR-IgG may be predictive of immune therapy response, including in patients with coexisting GAD65 antibody. | Only orderable as part of profile. For more information see SPPC / Stiff-Person Spectrum Disorders Evaluation, includingProgressive Encephalomyelitis with Rigidity and Myoclonus, Spinal Fluid. | Spinal fluid antibody positivity supports the clinical diagnosis of stiff-person spectrum disorder (classical stiff-person, stiff-limb, stiff-trunk, or progressive encephalomyelitis with rigidity and myoclonus). A paraneoplastic basis should be considered. | Negative results do not exclude the diagnosis of stiff-person spectrum disorder or progressive encephalomyelitis with rigidity and myoclonus (PERM). Glutamic acid decarboxylase 65 (GAD65) antibody positive values below 20 nmol/L should be interpreted with caution. Lower values are encountered in 8% of the general population. However, GAD65 autoimmunity (any antibody value) is associated with other autoimmune diseases that can cause neurological symptoms, including type 1 diabetes, pernicious anemia, hypothyroidism, and adrenal insufficiency. | 1. Hinson SR, Lopez-Chiriboga AS, Bower JH, et al: Glycine receptor modulating antibody predicting treatable stiff-person spectrum disorders. Neurol Neuroimmunol Neuroinflamm. 2018 Jan;5:e438 2. Hutchinson M, Waters P, McHugh J, et al: Progressive encephalomyelitis, rigidity, and myoclonus: a novel glycine receptor antibody. Neurology. 2008 Oct;71(16):1291-1292 3. Martinez-Hernandez E, Arino H, McKeon A, et al: Clinical and immunologic investigations in patients with stiff-person spectrum disorder. JAMA Neurol. 2016 Jun;73(6):714-720 4. McKeon A, Martinez-Hernandez E, Lancaster E, et al: Glycine receptor autoimmune spectrum with stiff-man syndrome phenotype. JAMA Neurol. 2013 Jan;70(1):44-50 5. McKeon A, Robinson MT, McEvoy KM, et al: Stiff-man syndrome and variants: clinical course, treatments, and outcomes. Arch Neurol. 2012 Feb;69(2):230-238 6. Pittock SJ, Lucchinetti CF, Parisi JE, et al: Amphiphysin autoimmunity: paraneoplastic accompaniments. Ann Neurol. 2005 Jun;58(1):96-107 7. Pittock SJ, Yoshikawa H, Ahlskog JE, et al: Glutamic acid decarboxylase autoimmunity with brainstem, extrapyramidal, and spinal cord dysfunction. Mayo Clin Proc. 2006 Sep;81(9):1207-1214 8. Tobin WO, Lennon VA, Komorowski L, et al: DPPX potassium channel antibody: frequency, clinical accompaniments, and outcomes in 20 patients. Neurology. 2014 Nov;83(20):1797-1803 9. Walikonis JE, Lennon VA: Radioimmunoassay for glutamic acid decarboxylase (GAD65) autoantibodies as a diagnostic aid for stiff-man syndrome and a correlate of susceptibility to type 1 diabetes mellitus. Mayo Clin Proc. 1998 Dec;73(12):1161-1166 | A neuroimmunology expert reviews the laboratory data and an interpretive report is issued. | 5 to 10 days |  | Not Applicable |  | Stiff-Person/PERM Interp, CSF | 69048-7 | 618909 | IFA Notes | 48767-8
SPPSI | Stiff-Person Spectrum Disorders, including Progressive Encephalomyelitis with Rigidity and Myoclonus, Interpretation, Serum | Interpretation for the evaluation of stiff-person spectrum disorders including the classical or focal forms, such as stiff-limb or stiff-trunk, andprogressive encephalomyelitis with rigidity and myoclonus, using serum specimens | Only orderable as part of a profile. For more information see SPPS / Stiff-Person Spectrum Disorders Evaluation, including Progressive Encephalomyelitis with Rigidity and Myoclonus, Serum. Medical Interpretation | Yes | Stiff-Person/PERM Interp, S | Serum |  |  | Stiff-person spectrum disorders include classical stiff-person syndrome, focal stiff-person forms (stiff-limb and stiff-trunk), and a severe encephalomyelitic form known asprogressive encephalomyelitis with rigidity and myoclonus(PERM). Paraneoplastic and idiopathic autoimmune causes may be differentiated by a neuronal IgG antibody profile. The unifying clinical and electrophysiologic characteristic is central nervous system hyperexcitability. Clinical manifestations include stiffness, spasms, heightened startle responses, and falls. For the classical stiff-person form, the low back and lower extremities are principally affected. The stiff-limb phenotype may affect one or more limbs without truncal involvement. Truncal manifestations include low back spasms and deformity, with sudden chest wall spasms and breathing difficulties. In addition, patients with PERM have encephalopathy (often with seizures), myoclonus (muscle jerking), and dysautonomia. The most common IgG biomarker detected in stiff-person spectrum is glutamic acid decarboxylase 65 (GAD65) antibody. These patients generally have a classical or limited stiff-person form, almost always have antibody values above 20.0 nmol/L, have accompanying non-neurological autoimmune disease in 50% (type 1 diabetes and thyroid disease being most common), and almost always without accompanying cancer. Amphiphysin-IgG positivity is most frequently encountered in patients with occult breast adenocarcinoma presenting with limb stiffness and spasms; neurogenic changes are usually detectable on clinical exam and electromyography. Glycine receptor (GlyR [ alpha1 1 subunit]) autoimmunity patients present more commonly with PERM or stiff-limb phenotype rather than the classical stiff-person form. Associated neoplasms in GlyR antibody positive patients include thymoma, but a general search for age- and sex-pertinent cancers should also be undertaken. Dipeptidyl-peptidase-like protein-6 (DPPX) antibody is associated with diverse central and autonomic presentations, including PERM. B-cell blood dyscrasias should be tested for in DPPX-IgG positive cases. All stiff-person spectrum patients, both seropositive and seronegative, may be immune therapy responsive. GlyR-IgG may be predictive of immune therapy response, including in patients with coexisting GAD65 antibody. | Only orderable as part of a profile. For more information see SPPS / Stiff-Person Spectrum Disorders Evaluation, includingProgressive Encephalomyelitis with Rigidity and Myoclonus, Serum. | Seropositivity supports the clinical diagnosis of stiff-person spectrum disorder (classical stiff-person, stiff-limb, stiff-trunk, or progressive encephalomyelitis with rigidity and myoclonus). A paraneoplastic basis should be considered. | Negative results do not exclude the diagnosis of stiff-person spectrum disorder or progressive encephalomyelitis with rigidity and myoclonus (PERM). Glutamic acid decarboxylase 65 (GAD65) antibody-positive values below 20 nmol/L should be interpreted with caution. Lower values are encountered in 8% of the general population. However, GAD65 autoimmunity (any antibody value) is associated with other autoimmune diseases that can cause neurological symptoms, including type 1 diabetes, pernicious anemia, hypothyroidism, and adrenal insufficiency. | 1. Hinson SR, Lopez-Chiriboga AS, Bower JH, et al: Glycine receptor modulating antibody predicting treatable stiff-person spectrum disorders. Neurol Neuroimmunol Neuroinflamm. 2018 Jan;5:e438 2. Hutchinson M, Waters P, McHugh J, et al: Progressive encephalomyelitis, rigidity, and myoclonus: a novel glycine receptor antibody. Neurology. 2008 Oct;71(16):1291-1292 3. Martinez-Hernandez E, Arino H, McKeon A, et al: Clinical and immunologic investigations in patients with stiff-person spectrum disorder. JAMA Neurol. 2016 Jun;73(6):714-720 4. McKeon A, Martinez-Hernandez E, Lancaster E, et al: Glycine receptor autoimmune spectrum with stiff-man syndrome phenotype. JAMA Neurol. 2013 Jan;70(1):44-50 5. McKeon A, Robinson MT, McEvoy KM, et al: Stiff-man syndrome and variants: clinical course, treatments, and outcomes. Arch Neurol. 2012 Feb;69(2):230-238 6. Pittock SJ, Lucchinetti CF, Parisi JE, et al: Amphiphysin autoimmunity: paraneoplastic accompaniments. Ann Neurol. 2005 Jun;58(1):96-107 7. Pittock SJ, Yoshikawa H, Ahlskog JE, et al: Glutamic acid decarboxylase autoimmunity with brainstem, extrapyramidal, and spinal cord dysfunction. Mayo Clin Proc. 2006 Sep;81(9):1207-1214 8. Tobin WO, Lennon VA, Komorowski L, et al: DPPX potassium channel antibody: frequency, clinical accompaniments, and outcomes in 20 patients. Neurology. 2014 Nov;83(20):1797-1803 9. Walikonis JE, Lennon VA: Radioimmunoassay for glutamic acid decarboxylase (GAD65) autoantibodies as a diagnostic aid for stiff-man syndrome and a correlate of susceptibility to type 1 diabetes mellitus. Mayo Clin Proc. 1998 Dec;73(12):1161-1166 | A neuroimmunology expert reviews the laboratory data and an interpretive report is issued. | 8 to 12 days |  | Not Applicable |  | Stiff-Person/PERM Interp, S | 69048-7 | 618910 | IFA Notes | 48767-8
INSEC | Stinging Insects Allergen Profile, Serum | Establishing a diagnosis of an allergy to honeybee, yellow jacket, wasp, yellow faced hornet, and white-faced hornet venoms Defining the allergen responsible for eliciting signs and symptoms Identifying allergens: -Responsible for allergic response and/or anaphylactic episode -To confirm sensitization prior to beginning immunotherapy -To investigate the specificity of allergic reactions to insect venom allergens, drugs, or chemical allergens | Fluorescence Enzyme Immunoassay (FEIA) | Yes | Stinging Insects Allergen Profile | This profile includes testing for honeybee, yellow jacket, wasp, yellow faced hornet, and white-faced hornet venoms. | Collection Container/Tube: Preferred:Serum gel Acceptable:Red top Submission Container/Tube:Plastic vial Specimen Volume:0.8 mL Collection Instructions:Centrifuge and aliquot serum into a plastic vial. | For 1 allergen: 0.3 mL For more than 1 allergen: (0.05 mL x number of allergens) + 0.25 mL deadspace | Clinical manifestations of immediate hypersensitivity (allergic) diseases are caused by the release of proinflammatory mediators (histamine, leukotrienes, and prostaglandins) from IgE-sensitized effector cells (mast cells and basophils) when cell-bound IgE antibodies interact with an allergen. In vitro serum testing for IgE antibodies provides an indication of the immune response to allergen that may be associated with allergic disease. The allergens chosen for testing often depend upon the age of the patient, history of allergen exposure, season of the year, and clinical manifestations. In individuals predisposed to develop allergic disease, the sequence of sensitization and clinical manifestations proceed as follows: eczema and respiratory disease (rhinitis and bronchospasm) in infants and children younger than 5 years of age due to food sensitivity (milk, egg, soy, and wheat proteins) followed by respiratory disease (rhinitis and asthma) in older children and adults due to sensitivity to inhalant allergens (dust mite, mold, and pollen inhalants). | Class,IgE kU/L,Interpretation, 0,<0.10,Negative, 0/1,0.10-0.34,Borderline/equivocal, 1,0.35-0.69,Equivocal, 2,0.70-3.49,Positive, 3,3.50-17.4,Positive, 4,17.5-49.9,Strongly positive, 5,50.0-99.9,Strongly positive, 6,> or =100,Strongly positive, | Detection of IgE antibodies in serum (class 1 or greater) indicates an increased likelihood of allergic disease as opposed to other etiologies and defines the allergens responsible for eliciting signs and symptoms. The level of IgE antibodies in serum varies directly with the concentration of IgE antibodies expressed as a class score or kU/L. | Testing for IgE antibodies is not useful in patients previously treated with immunotherapy to determine if residual clinical sensitivity exists, or in patients in whom the medical management does not depend upon identification of allergen specificity. Some individuals with clinically insignificant sensitivity to allergens may have measurable levels of IgE antibodies in serum, and test results must be interpreted in the clinical context. False-positive results for IgE antibodies may occur in patients with markedly elevated serum IgE (>2500 kU/L) due to nonspecific binding to allergen solid phases. | Homburger HA, Hamilton RG: Allergic diseases. In: McPherson RA, Pincus MR, eds. Henry's Clinical Diagnosis and Management by Laboratory Methods. 23rd ed. Elsevier; 2017:1057-1070 | Specific IgE from the patient's serum reacts with the allergen of interest, which is covalently coupled to an ImmunoCAP. After washing away nonspecific IgE, enzyme-labeled anti-IgE antibody is added to form a complex. After incubation, unbound anti-IgE is washed away, and the bound complex incubated with a developing agent. After stopping the reaction, the fluorescence of the eluate is measured. Fluorescence is proportional to the amount of specific IgE present in the patient's sample (ie, the higher the fluorescence value, the more IgE antibody is present).(Package insert: ImmunoCAP System Specific IgE FEIA. Phadia; Rev 06/2020) | Same day/1 day to 3 days | 14 days | This test has been cleared, approved, or is exempt by the US Food and Drug Administration and is used per manufacturer's instructions. Performance characteristics were verified by Mayo Clinic in a manner consistent with CLIA requirements. | 86003 x 5 | Stinging Insects Allergen Profile | 94593-1 | YJV | Yellow Jacket Venom, IgE | 6740-5
FSTBG | Strawberry IgG |  | Enzyme Immunoassay (FEIA) | No | Strawberry IgG | Serum | Collection Container/Tube: Preferred: Red Top Acceptable: Serum gel Submission Container/tube: Plastic vial Specimen Volume: 0.5 mL Collection Instructions: 1. Draw blood in a plain red-top tube(s), serum gel tube(s) is acceptable. 2. Centrifuge and aliquot 0.5 mL of serum into a plastic vial. 3. Send refrigerate. | See Specimen Required |  | Reference ranges have not been established for food-specific IgG tests. | The clinical utility of food-specific IgG tests has not been established. These tests can be used in special clinical situations to select foods for evaluation by diet elimination and challenge in patients who have food-related complaints. It should be recognized that the presence of food-specific IgG alone cannot be taken as evidence of food allergy and only indicates immunologic sensitization by the food allergen in question. This test should only be ordered by physicians who recognize the limitations of the test. |  |  |  | 5 to 7 days |  | This test was developed and its performance characteristics determined by Eurofins Viracor. It has not been cleared or approved by the U.S. Food and Drug Administration. | 86001 | Strawberry IgG | 40835-1 | FSTBG | Strawberry IgG | 40835-1
STBY | Strawberry, IgE, Serum | Establishing a diagnosis of an allergy to strawberry Defining the allergen responsible for eliciting signs and symptoms Identifying allergens: -Responsible for allergic response and/or anaphylactic episode -To confirm sensitization prior to beginning immunotherapy -To investigate the specificity of allergic reactions to insect venom allergens, drugs, or chemical allergens | Fluorescence Enzyme Immunoassay (FEIA) | Yes | Strawberry, IgE | Serum | Collection Container/Tube: Preferred:Serum gel Acceptable:Red top Submission Container/Tube:Plastic vial Specimen Volume:0.5 mL for every 5 allergens requested Collection Instructions:Centrifuge and aliquot serum into a plastic vial. | For 1 allergen: 0.3 mL For more than 1 allergen: (0.05 mL x number of allergens) + 0.25 mL deadspace | Clinical manifestations of immediate hypersensitivity (allergic) diseases are caused by the release of proinflammatory mediators (histamine, leukotrienes, and prostaglandins) from IgE-sensitized effector cells (mast cells and basophils) when cell-bound IgE antibodies interact with an allergen. In vitro serum testing for IgE antibodies provides an indication of the immune response to allergens that may be associated with allergic disease. The allergens chosen for testing often depend upon the age of the patient, history of allergen exposure, season of the year, and clinical manifestations. In individuals predisposed to develop allergic disease, the sequence of sensitization and clinical manifestations proceed as follows: eczema and respiratory disease (rhinitis and bronchospasm) in infants and children less than 5 years due to food sensitivity (milk, egg, soy, and wheat proteins) followed by respiratory disease (rhinitis and asthma) in older children and adults due to sensitivity to inhalant allergens (dust mite, mold, and pollen inhalants). | Class,IgE kU/L,Interpretation, 0,<0.10,Negative, 0/1,0.10-0.34,Borderline/equivocal, 1,0.35-0.69,Equivocal, 2,0.70-3.49,Positive, 3,3.50-17.4,Positive, 4,17.5-49.9,Strongly positive, 5,50.0-99.9,Strongly positive, 6,> or =100,Strongly positive, | Detection of IgE antibodies in serum (class 1 or greater) indicates an increased likelihood of allergic disease as opposed to other etiologies and defines the allergens that may be responsible for eliciting signs and symptoms. The level of IgE antibodies in serum varies directly with the concentration of IgE antibodies expressed as a class score or kU/L. | Testing for IgE antibodies is not useful in patients previously treated with immunotherapy to determine if residual clinical sensitivity exists or in patients in whom the medical management does not depend upon identification of allergen specificity. Some individuals with clinically insignificant sensitivity to allergens may have measurable levels of IgE antibodies in serum, and test results must be interpreted in the clinical context. False-positive results for IgE antibodies may occur in patients with markedly elevated serum IgE (>2500 kU/L) due to nonspecific binding to allergen solid phases. | Homburger HA, Hamilton RG: Allergic diseases. In: McPherson RA, Pincus MR, eds. Henry's Clinical Diagnosis and Management by Laboratory Methods. 23rd ed. Elsevier; 2017:1057-1070 | Specific IgE from the patient's serum reacts with the allergen of interest, which is covalently coupled to an ImmunoCAP. After washing away nonspecific IgE, enzyme-labeled anti-IgE antibody is added to form a complex. After incubation, unbound anti-IgE is washed away, and the bound complex incubated with a developing agent. After stopping the reaction, the fluorescence of the eluate is measured. Fluorescence is proportional to the amount of specific IgE present in the patient's sample (ie, the higher the fluorescence value, the more IgE antibody is present).(Package insert: ImmunoCAP System Specific IgE FEIA. Phadia; Rev 06/2020) | Same day/1 to 3 days | 14 days | This test has been cleared, approved, or is exempt by the US Food and Drug Administration and is used per manufacturer's instructions. Performance characteristics were verified by Mayo Clinic in a manner consistent with CLIA requirements. | 86003 | Strawberry, IgE | 6257-0 | STBY | Strawberry, IgE | 6257-0
SABP | Streptococcal Antibodies Profile, Serum | Demonstration of acute or recent streptococcal infection using bothantistreptolysin O and anti-DNase B titers | Nephelometry | Yes | Streptococcal Antibodies Profile | Serum | Patient Preparation:Fasting preferred but not required Collection Container/Tube: Preferred:Red top Acceptable:Serum gel Submission Container/Tube:Plastic vial Specimen Volume:1 mL Collection Instructions:Centrifuge and aliquot serum into a plastic vial. | 0.5 mL | A number of bacterial antigens have been identified in cultures ofgroup A streptococci. These extracellular products are primarilyenzymatic proteins and include streptolysin O, streptokinase,hyaluronidase, deoxyribonucleases (DNases A, B, C, and D), andnicotinamide adenine nucleotidase. Infections by the group A streptococci are unique because they can befollowed by the serious nonpurulent complications of rheumatic fever andglomerulonephritis. Recent information suggests that rheumatic fever isassociated with infection by certain rheumatogenic serotypes (M1, M3,M5, M6, M18, and M19), while glomerulonephritis follows infection bynephritogenic serotypes (M2, M12, M49, M57, M59, and M60). Glomerulonephritis and rheumatic fever occur following the infection, after a period of latency following the infection, during which the patient is asymptomatic. The latency period for glomerulonephritis isapproximately 10 days, and for rheumatic fever the latency periodis 20 days. | ANTISTREP-O TITER <5 years: < or =70 IU/mL 5-17 years: < or =640 IU/mL > or =18 years: < or =530 IU/mL ANTI-DNase B TITER <5 years: < or =250 U/mL 5-17 years: < or =375 U/mL > or =18 years: < or =300 U/mL | Elevated values are consistent with an antecedent infection by group Astreptococci. | The use of the antistreptolysin O (ASO) for the diagnosis of an acute group A streptococcal infection is rarely indicated, unless the patient has received antibiotics that would render the culture negative. There are certain limitations to the use of the ASO test in these circumstances due to the delay and attenuation of the immune response following early antibiotic therapy. False-high titers may be obtained with sera that are contaminated by certain bacterial organisms during shipment or storage and in patients with liver disease where the presence of high lipoprotein concentrations in the serum may mimic antibody activity. Although the antistreptolysin O (ASO) test is quite reliable, performing the anti-DNase is justified for 2 primary reasons. First, the ASO response is not universal. Elevated ASO titers are found in the sera of about 85% of individuals with rheumatic fever; ASO titers remain normal in about 15% of individuals with the disease. The same holds true for other streptococcal antibody tests: a significant portion of individuals with normal antibody titers for 1 test will have elevated antibody titers for another test. Thus, the percentage of false-negatives can be reduced by performing 2 or more antibody tests. Second, skin infections, in contrast to throat infections, are associated with a poor ASO response. Patients with acute glomerulonephritis following skin infection (post-impetigo) have an attenuated immune response to streptolysin O. For such patients, performance of an alternative streptococcal antibody test such as anti-DNase B is recommended. | Ayoub EM, Harden E: Immune response to streptococcal antigens: diagnostic methods.InManual of Clinical and Laboratory Immunology. Fifth edition. Edited by NR Rose, EC de Marco, JD Folds, et al. Washington, DC, ASM Press, 1997, pp 450-457 | In this Siemens Nephelometer II method, the light scattered onto the antigen-antibody complexes is measured. The intensity of the measured scattered light is proportional to the amount of antigen-antibody complexes in the sample under certain conditions. If the antibody volume is kept constant, the signal behaves proportionally to the antigen volume. A reference curve is generated by a standard with a known antigen content on which the scattered light signals of the samples can be evaluated and calculated as an antigen concentration. Antigen-antibody complexes are formed when a sample containing antigen and the corresponding antiserum are put into a cuvette. A light beam is generated with an LED, which is transmitted through the cuvette. The light is scattered onto the immuno-complexes that are present. Antigen and antibody are mixed in the initial measurement, but no complex is formed yet. An antigen-antibody complex is formed in the final measurement. | 1 to 3 days | 14 days | This test has been cleared, approved, or is exempt by the US Food and Drug Administration and is used per manufacturer's instructions. Performance characteristics were verified by Mayo Clinic in a manner consistent with CLIA requirements. | 8606086215 | Streptococcal Antibodies Profile | 58713-9 | ASO | Antistrep-O Titer, S | 5370-2
GAPCR | Streptococcus Group A, Molecular Detection, PCR, Throat | Detecting group A streptococcal infections in patients with signs and symptoms of pharyngitis using a throat swab specimen The test isnot intended formonitoring treatment for group AStreptococcusinfections. | Real-Time Polymerase Chain Reaction (PCR) | Yes | Group A Streptococcus PCR, Throat | Varies | Patient Preparation:Do not collect throat swab specimens immediately after use of antiseptic mouthwash. Specimen Type:Throat swab Supplies: BD E-Swab (T853) Container/Tube: Preferred: BD Liquid Amies Elution Swab (ESwab) Acceptable: Copan Liquid Amies Elution Swab (ESwab) Specimen Volume:Entire collection/1 ESwab Collection Instructions: 1.Mustbe collected and transported using the ESwab collection kit. 2. Using a tongue blade to hold the tongue down, firmly rub the swab over the tonsils, posterior pharynx, and any areas of inflammation with exudate. Ensure that areas with exudate or inflammation are swabbed. 3. Avoid the tongue, teeth, and gums as the swab is withdrawn. 4. Insert the swab back into the ESwab transport tube and break the swab at the indicated score line. 5. Label specimen according to policy. 6. Send refrigerated.Do not freeze. | See Specimen Required | Group A streptococci are gram-positive, beta-hemolytic disease-causing bacteria that commonly cause infections in the throat (pharyngitis or strep throat) or on skin (cellulitis and impetigo) and can cause a wide range of other infections (eg, sepsis, pneumonia, and meningitis). Pharyngitis may also be caused by other bacteria, includingNeisseriagonorrhoeaeandCorynebacteriumdiphtheriae, for which specific culture methods are required. If left untreated, mild infections can lead to more serious infections. The most severe but least common forms of invasive Group A streptococcal disease (GAS) are necrotizing fasciitis and streptococcal toxic shock syndrome. Several million cases of strep throat and impetigo occur each year with approximately 9000 to 11,500 cases of invasive GAS disease occurring in the United States, resulting in 1000 to 1800 deaths.(1) Treating an infected person with an appropriate antibiotic generally prevents the spread of the infection and reduces the risk of post-infectious complications, such as rheumatic fever and acute glomerular nephritis.(2) | Negative | Positive:Streptococcus pyogenesDNA is detected. Negative:Streptococcus pyogenesDNA is not detected. | Additional follow-up testing by culture is required if the Xpert Xpress Strep A test result is negative and clinical symptoms persist or if there is an outbreak of acute rheumatic fever. As with many diagnostic tests, negative results from the Xpert Xpress Strep A test do not preclude a Strep A infection and should not be used as the sole basis for treatment or other patient management decisions. The Xpert Xpress Strep A test does not differentiate asymptomatic carriers of Group A streptococci from those exhibiting streptococcal infection. The results from the Xpert Xpress Strep A test should be interpreted in conjunction with other laboratory and clinical data available to the clinician. A negative test result does not exclude the possibility of infection because the test result may be affected by improper specimen collection, technical error, sample mix-up, or because the number of organisms in the sample is below the limit of detection of the test.(3) Because the detection ofStreptococcus pyogenesis dependent on the organism's DNA present in the sample, reliable results are dependent on proper specimen collection, handling, and storage. The Xpert Xpress Strep A test has been validated only with Copan Liquid Amies Elution Swab (ESwab) Collection Kit (Copan 480C, Copan 480CE, or Copan 480CFA) or equivalent. Variants or nucleotide alterations (ie, polymorphisms) in primer or probe binding regions may affect detection of new or unknownS pyogenesstrains resulting in a false-negative result. This test has not been evaluated for patients without signs and symptoms of pharyngitis. This test cannot rule out pharyngitis caused by disease-causing organisms other than Group A streptococci. The analyte target (bacterial nucleic acid) may persist in vivo, independent of pathogen viability. Detection of the analyte target does not imply that the corresponding pathogen is either infectious or is the causative agent of the clinical symptoms.(3) | 1. Centers for Disease Control and Prevention, National Center for Immunization and Respiratory Diseases, Division of Bacterial Diseases. Active Bacterial Core Surveillance (ABCs) Report: group A Streptococcus, 2003. CDC. 2004. Accessed January 31, 2024. Available at www.cdc.gov/abcs/reports-findings/survreports/gas03.pdf 2. Centers for Disease Control and Prevention, National Center for Immunization and Respiratory Diseases, Division of Bacterial Diseases. Scarlet Fever: All You Need to Know. CDC. Updated May 10, 2023. Accessed January 31, 2024. Available at www.cdc.gov/groupastrep/diseases-public/scarlet-fever.html 3. Package insert: Xpert Xpress Strep A. Cepheid; 301-9326 Rev. D, 06/2019 | The GeneXpert Dx System automates and integrates sample purification, nucleic acid extraction and amplification, and detection of the target sequence using real-time polymerase chain reaction (PCR). The system requires single-use disposable cartridges that hold the PCR reagents and host the PCR process. Because the cartridges are self-contained, cross-contamination between samples is minimized. The Xpert Xpress Strep A test, performed on the GeneXpert Instrument Systems, is a rapid, qualitative test using real-time PCR to detectStreptococcus pyogenesDNA. The assay includes a sample processing control to ensure an adequate amplification process and to monitor for the presence of inhibitors in the PCR reaction. A probe check control verifies reagent rehydration, PCR tube filling, and all reaction components, including probes and dyes, are present and functional in the cartridge.(Package insert: Xpert Xpress Strep A. Cepheid; 301-9326, Rev. D, 06/2019) | Same day/1 day | 6 days | This test has been cleared, approved, or is exempt by the US Food and Drug Administration and is used per manufacturer's instructions. Performance characteristics were verified by Mayo Clinic in a manner consistent with CLIA requirements. | 87651 | Group A Streptococcus PCR, Throat | 60489-2 | GAPCR | Group A Streptococcus PCR, Throat | 60489-2
SPNEU | Streptococcus pneumoniae Antigen, Random, Urine | Rapid diagnosis of pneumococcal pneumonia | Immunochromatographic Membrane Assay | Yes | Streptococcus pneumoniae Ag, U | Urine | Supplies:Urine Tubes, 10 mL (T068) Container/Tube:Plastic, 10-mL urine tube Specimen Volume:2 mL Collection Instructions: 1. Collect a random urine specimen. 2. No preservative. 3. Excessively bloody or very turbid specimens containing protein, cells, or particulates will be canceled as they can inhibit the function of the test. 4. Centrifuging to remove particulates is not approved. 5. Specimens with any dyes or unnatural color are not acceptable and will be canceled. | 0.25 mL | Streptococcus pneumoniaeis the most frequently encountered bacterial agent of community-acquired pneumonia (CAP). Because of the significant morbidity and mortality associated with pneumococcal pneumonia, septicemia, and meningitis, it is important to have diagnostic test methods available that can provide a rapid diagnosis. In instances where empirical antibiotics are provided for CAP without culture confirmation ofS pneumoniae,antigen testing may be useful. | Negative | A positive result is indicative of pneumococcal pneumonia. Negative: Negative for pneumococcal pneumonia, suggesting no current or recent pneumococcal infection. Infection due toStreptococcus pneumoniaecannot be ruled out since the antigen present in the sample may be below the detection limit of the test. | A negative result does not excludeStreptococcus pneumoniaeinfection. A diagnosis ofS pneumoniaeinfection must take into consideration all test results, culture results, and the clinical presentation of the patient. S pneumoniaevaccine may cause false-positive results, especially in patients who have received the vaccine within 5 days of having the test performed. This assay has not been validated for use with body fluids other than urine or cerebrospinal fluid. The performance of this assay in patients who have received antibiotics for more than 24 hours has not been established. The accuracy of this assay has not been proven in small children. | 1. Plouffe JF, Moore SK, Davis R, Facklam RR: Serotypes ofStreptococcus pneumoniaeblood culture isolates from adults in Franklin County, Ohio. J Clin Microbiol. 1994 Jun;32(6):1606-1607 2. Johnston RB Jr: Pathogenesis of pneumococcal pneumonia. Rev Infect Dis. 1991 May-Jun;13 Suppl 6:S509-S517. doi: 10.1093/clinids/13.supplement_6.s509 3. Janoff EN, Musher DM: Streptococcus pneumoniae. In Bennett JE, Dolin R, Blaser MJ, eds. Mandell, Douglas, and Bennett's Principles and Practice of Infectious Diseases. 9th ed. Elsevier; 2020:2473-2491 | The Binax NOWStreptococcus pneumoniaetest is an immunochromatographic membrane assay used to detect pneumococcal soluble antigen in human urine and cerebrospinal fluid. Rabbit anti-S pneumoniaeand anti-species antibodies are conjugated to visualizing particles that are dried onto an inert fibrous support. The resulting conjugate pad and the striped membrane are combined to construct the test strip. To perform the test, a swab is dipped into the specimen, removed, and then inserted into the test device. Reagent A, a buffer solution is added from a dropper bottle. The device is then closed, bringing the sample into contact with the test strip. Pneumococcal antigen present in the sample reacts to bind anti-S pneumonia-conjugated antibody. The resulting antigen-conjugate complexes are captured by immobilized anti-S pneumoniae-conjugated antibody. The resulting antigen-conjugate complexes are captured by immobilized anti-S pneumoniaeantibody, forming the sample line. Immobilized control antibody captures anti-species conjugate forming the control line. Test results are interpreted by the presence or absence of visually detectable pink-to-purple colored lines. A positive test result, read in 15 minutes depending on the concentration of antigen present in the sample, will include the detection of both a sample and control line. A negative test result, read in 15 minutes, will produce only a control line, indicating thatS pneumoniaeantigen was not detected in the sample. Failure of the control line to appear, whether the sample line is present or not, indicates an invalid assay.(Package insert: BinaxNOWStreptococcus pneumoniaeAntigen Card.Abbott Diagnostics; 01/2020) | Same day/1 day | 14 days | This test has been cleared, approved, or is exempt by the US Food and Drug Administration and is used per manufacturer's instructions. Performance characteristics were verified by Mayo Clinic in a manner consistent with CLIA requirements. | 87899 | Streptococcus pneumoniae Ag, U | 77949-6 | 83150 | Streptococcus pneumoniae Ag, U | 77949-6
SPNC | Streptococcus pneumoniae Antigen, Spinal Fluid | Rapid diagnosis of pneumococcal meningitis | Immunochromatographic Membrane Assay | Yes | Streptococcus pneumoniae Ag, CSF | CSF | Container/Tube:Sterile vial Specimen Volume:1 mL Collection Instructions: Submit specimen collected in vial 2, if possible. If not possible, note which vial from which the aliquot was obtained. | 0.5 mL | Streptococcus pneumoniaeis the most frequently encountered bacterial agent of community-acquired pneumonia, and can also be an agent of bacterial meningitis. Because of the significant morbidity and mortality associated with pneumococcal pneumonia, septicemia, and meningitis, it is important to have diagnostic test methods available that can provide a rapid diagnosis. In instances where empirical antibiotics are being considered prior to culture confirmation, antigen testing may be useful. | Negative Reference values apply to all ages. | A positive result supports a diagnosis of pneumococcal meningitis. A negative result suggests that pneumococcal antigen is absent in the cerebrospinal fluid (CSF). However, infection due toStreptococcus pneumoniaecannot be ruled out since the antigen present in the specimen may be below the lower limit of detection of the test. If pneumococcal meningitis is suspected, bacterial culture and Gram stain analysis on CSF should be performed. | A negative result does not excludeStreptococcus pneumoniaeinfection. A diagnosis ofStreptococcus pneumoniaeinfection must take into consideration all test results, culture results, and the clinical presentation of the patient. Streptococcus pneumoniaevaccine may cause false-positive results, especially in patients who received the vaccine 5 or fewer days prior to specimen collection. This assay has not been validated for use with body fluids other than urine or cerebrospinal fluid. The performance of this assay has not been established for patients on antibiotic treatment for more than 24 hours. | 1. Plouffe JF, Moore SK, Davis R, Facklam RR: Serotypes of Streptococcus pneumoniae blood culture isolates from adults in Franklin County, Ohio. J Clin Microbiol. 1994 Jun;32(6):1606-1607 2. Johnston RB Jr: Pathogenesis of pneumonococcal pneumonia. Rev Infect Dis. 1991;13:509-517 3. Janoff EN, Musher DM: Streptococcus pneumoniae. In: Bennett JE, Dolin R, Blaser MJ, eds. Mandell, Douglas, and Bennett's Principles and Practice of Infectious Diseases. 9th ed. Elsevier; 2020:2473-2491 | The BinaxNOWStreptococcus pneumoniaetest is an immunochromatographic membrane assay used to detect pneumococcal-soluble antigen in cerebrospinal fluid. Rabbit anti-Streptococcus pneumoniaeand anti-species antibodies are conjugated to visualizing particles that are dried onto an inert fibrous support. The resulting conjugate pad and the striped membrane are combined to construct the test strip. To perform the test, a swab is dipped into the specimen, removed, and then inserted into the test device. Reagent A, a buffer solution, is added from a dropper bottle. The device is then closed, bringing the sample into contact with the test strip. Pneumococcal antigen present in the sample reacts to bind anti-Streptococcus pneumoniaeconjugated antibody, forming the sample line. Immobilized control antibody captures anti-species conjugate forming the control line. Test results are interpreted by the presence or absence of visually detectable pink-to-purple-colored lines. A positive test result, read in greater than or equal to 15 minutes depending on the concentration of antigen present in the sample, will include the detection of both a sample and control line. A negative test result, read in 15 minutes, will produce only a control line, indicating thatStreptococcus pneumoniaeantigen was not detected in the sample. Failure of the control line to appear, whether the sample line is present or not, indicates an invalid assay.(Package insert: BinaxNOWStreptococcus pneumoniaeTest. Abbott; 01/15/2020) | Same day/1 day | 14 days | This test has been cleared, approved, or is exempt by the US Food and Drug Administration and is used per manufacturer's instructions. Performance characteristics were verified by Mayo Clinic in a manner consistent with CLIA requirements. | 87899 | Streptococcus pneumoniae Ag, CSF | 20489-1 | 31667 | Streptococcus pneumoniae Ag, CSF | 20489-1
PN23M | Streptococcus pneumoniae IgG Antibodies, 23 Serotypes, Serum | Assessing the IgG antibody response to active immunization with nonconjugated, 23-valent pneumococcal vaccines Assessing the IgG antibody response to active immunization with conjugated 13-valent, 15-valent and 20-valent pneumococcal vaccines Determining the ability of an individual to produce an antibody response to polysaccharide antigens, as part of the evaluation for humoral or combined immunodeficiencies | Bead-Based Multiplex Immunoassay | Yes | S. pneumoniae IgG Ab,23 serotypes,S | Serum | Collection Container/Tube: Preferred:Serum gel Acceptable:Red top Submission Container/Tube:Plastic vial Specimen Volume:0.5 mL Collection Instructions:Centrifuge and aliquot serum into plastic vial | 0.4 mL | Streptococcus pneumoniae (S. pneumoniae)is a gram-positive bacterium that causes a variety of infectious diseases in children and adults, including invasive disease (bacteriemia and meningitis) and infections of the respiratory tract (pneumonia and otitis media).(1) More than 90 serotypes ofS. pneumoniaehave been identified, based on varying polysaccharides found in the bacterial cell wall. The serotypes responsible for disease vary with age and geographic location. Bacterial polysaccharides induce a T-cell independent type II humoral immune response. In adults and older children, bacterial polysaccharides are effective in generating an immune response that results in production of IgG antibodies and generation of long-lived plasma cells and memory B cells.(2)S. pneumoniaepurified polysaccharide vaccines (PPSV) that contain a total of 23 serotypes (1, 2, 3, 4, 5, 6B, 7F, 8, 9N, 9V, 10A, 11A, 12F, 14, 15B, 17F, 18C, 19A, 19F, 20, 22F, 23F, and 33F) are available; these are referred to as PPSV23.(3) These 23 serotypes were included because, as a group, they account for approximately 90% of invasive pneumococcal infections. Antibody responses develop in approximately 75% to 85% of nonimmunocompromised adults and older children approximately 4 to 6 weeks following immunization with purified polysaccharide vaccines. A meta-analysis estimated an efficacy of 74% for prevention of invasive pneumococcal disease in adults vaccinated with PPSV23.(4) In contrast, immune responses to polysaccharide antigens in children younger than 2 years of age are generally weak. Active immunization of children younger than 2 years requires vaccines prepared of polysaccharides conjugated to an immunogenic carrier protein (Corynebacterium diphtheria strain C7), which results in a T-cell dependent antibody response.(3) In children younger than age 6, prior to the availability of routineS. pneumoniaevaccination, 7 serotypes (4, 6B, 9V, 18C, 19F, and 23F) accounted for 80% of invasive disease and up to 100% of all isolates that were found to be highly resistant to treatment with penicillin. The first pneumococcal conjugated vaccine (PCV) available for children younger than age 2 contained these 7 serotypes (PCV7). The vaccine was highly effective, with invasive disease in children younger than age 5 reduced from 99 to 21 cases per 100,000 population from 1998 to 2008.(5) In addition, it was demonstrated that after PCV7 became part of the routine vaccination schedule, only 2% of invasive disease was associated with any of the serotypes present in the vaccine. Instead, approximately 61% of the invasive disease was caused by an additional 6 serotypes (1, 3, 5, 6A, 7F, and 19A). This led to development of a 13-valent conjugated vaccine, known as PCV13. More recently, additional pneumococcal conjugate vaccines have been approved, specifically 15-valent (1, 3, 4, 5, 6A, 6B, 7F, 9V, 14, 18C, 19A, 19F, 22F, 23F, 33F) and 20-valent (1, 3, 4, 5, 6A, 6B, 7F, 8, 9V, 10A, 11A, 12F, 14, 15B, 18C, 19A, 19F, 22F, 23F, and 33F) vaccines, known as PCV15 and PCV20, respectively. Conjugated pneumococcal vaccination is included in the routine childhood schedule, with 4 doses of PCV13 or PCV15 administered at 2, 4, 6, and 12 to 15 months.(6) For adults younger than 65 years, a single dose of PCV20 or a single dose of PCV15 followed 1 year later with a single dose of PPSV23 is recommended.(7) This same pneumococcal vaccination strategy is recommended for adults 19 to 64 years of age with immunocompromising conditions, cochlear implants, cerebrospinal fluid leaks, or other chronic health conditions. Patients with intrinsic defects in humoral immunity, such as common variable immunodeficiency, may have impaired antibody responses to pneumococcal vaccination.(8,9) Selective antibody deficiency is a recognized clinical entity in patients older than 2 years of age and is characterized by recurrent bacterial respiratory infections, absent or subnormal antibody response to a majority of polysaccharide antigens, and normal or increased immunoglobulin concentrations, including IgG subclasses, in the context of intact humoral response to protein antigens. In several other primary immunodeficiencies, including Wiskott-Aldrich syndrome, autoimmune lymphoproliferate syndrome, and DiGeorge syndrome, IgG subclass deficiencies may also result in impaired antibody responses to polysaccharide antigens. | Serotype,Normal value, 1 (1),> or =1.0, 2 (2),> or =1.0, 3 (3),> or =1.0, 4 (4),> or =1.0, 5 (5),> or =1.0, 8 (8),> or =1.0, 9N (9),> or =1.0, 12F (12),> or =1.0, 14 (14),> or =1.0, 17F (17),> or =1.0, 19F (19),> or =1.0, 20 (20),> or =1.0, 22F (22),> or =1.0, 23F (23),> or =1.0, 6B (26),> or =1.0, 10A (34),> or =1.0, 11A (43),> or =1.0, 7F (51),> or =1.0, 15B (54),> or =1.0, 18C (56),> or =1.0, 19A (57),> or =1.0, 9V (68),> or =1.0, 33F (70),> or =1.0, | As a general guideline, nonimmunocompromised adults develop IgG antibodies approximately 4 to 6 weeks following nonconjugated vaccination. Either of the following conditions is consistent with a normal response toStreptococcus pneumoniavaccination: 1. When comparing pre- and post-vaccination samples, antibody concentrations increased by at least 2-fold for a. >50% of serotypes in children <6 years of age b. >70% of serotypes for individuals >6 years of age 2. In either a pre- or post-vaccination sample, antibody concentrations >/= 1.0 mcg/mL for a. >50% of serotypes for children <6 years of age b. >70% of serotypes for individuals >6 years of age | The humoral immune response toStreptococcal pneumoniaevaccination is affected by multiple factors, including age, immune status, vaccination history, prior infections, and carrier status. Protective concentrations of IgG antibodies, or those required to prevent infection fromS. pneumoniae, have not been defined for any serotype. Quantitation of the IgG antibody response to pneumococcal serotypes does not provide any information on the functional capacity of the serotype-specific antibodies generated (opsonization efficiency). IgG antibodies specific for the 23 serotypes included in PPSV23 are measured in this test; except for serotype 6A, IgG antibodies specific for all the serotypes in PCV13, PCV15, and PCV20 are measured in this test. | 1. Weisberg SS: Pneumococcus. Dis Mon 2007 October;53(10):495-502 2. Grabenstein JD and Manoff SB. Pneumococcal polysaccharide 23-valent vaccine: long-term persistence of circulating antibody and immunogenicity and safety after revaccination in adults. Vaccine. 2012;30(30):4435-4444 3. Musher DM, Anderson R, Feldman C. The remarkable history of pneumococcal vaccination: an ongoing challenge. Pneumonia. 2022;14(1):5 4. Moberley S, Holden J, Tatham DP, Andrews RM. Vaccines for preventing pneumococcal infection in adults. Cochrane Database Syst Rev. 2013;2013(1):CD000422 5. Paradiso PR. Advances in pneumococcal disease prevention: 13-valent pneumococcal conjugate vaccine for infants and children. Clin Infect Dis. 2011;52(10):1241-1247 6. Kobayashi M, Farrar JL, Gierke R, et al. Use of 15-valent pneumococcal conjugate vaccine and 20-valent pneumococcal conjugate vaccine among U.S. adults: updated recommendations of the Advisory Committee on Immunization Practices – United States, 2022. MMWR Morb Mortal Wkly Rep. 2022;71(4):109-117 7. Kobayashi M, Farrar JL, Gierke R, et al. Use of 15-valent pneumococcal conjugate vaccine among U.S. children: updated recommendations of the Advisory Committee on Immunization Practices – United States, 2022. MMWR Morb Mortal Wkly Rep. 2022;71(37):1174-1181 8. Bonilla RA, Khan DA, Ballas ZK, et al. Practice parameter for the diagnosis and management of primary immunodeficiency. J Allergy Clin Immunol. 2015;136(5):1186-1205 9. Orange JS, Ballow M, Stiehm ER, et al. Use and interpretation of diagnostic vaccination in primary immunodeficiency: a working group report of the Basic and Clinical Immunology Interest Section o the American Academy of Allergy, Asthma and Immunology. J Allergy Clin Immunol. 2012;130(3 Suppl):S1-S24 | IgG antibodies toStreptococcus pneumoniaeserotypes are measured by microsphere photometry (also known as bead-based multi-plex immunoassay) using pneumococcal polysaccharides conjugated to MagPlex microspheres. This assay detects IgG antibodies to different serotypes ofS. pneumoniae. The serotype-specific antibodies bound in the first stage of the assay are detected with R-phycoerythrin-conjugated, anti-human IgG antibody in the second stage of the assay. Pneumococcal polysaccharides are modified with 4-(4,6-dimethoxy[1,3,5]triazin-2-yl)-4-methylmorpholinium chloride (DMTMM) and conjugated to magnetic carboxylated polystyrene microparticles (hereinafter referred to as magnetic beads) that have been dyed into spectrally distinct regions to be identified by the Luminex FlexMap 3D (FM3D) instrument. A mixture of 24 different beads (23 coupled to a different pneumococcal polysaccharide and 1 that is not coupled, to serve as a check for non-specific binding) is prepared in 1% BSA in PBS. Standards and controls are prepared from pools of patient serum that have previously detected antibodies for the 23 serotypes ofS. pneumoniae. A dilution series of standard, controls, and patient sera are added to a microwell plate. An equal amount of the bead mixture is added and allowed to incubate. The plate is washed using 1% BSA in PBS on a magnetic plate washer to remove unbound material. A substrate containing a reporter molecule, R-phycoerythrin conjugated anti-human IgG antibody, is added to the plate. After incubation, the plate is read on the Luminex FM3D where the magnetic beads are differentiated and quantitated by 2 separate lasers. The red diode laser (635 nm) excites the fluorescent dyes contained within the beads, and the green laser (532 nm) excites the reporter molecule bound to the bead surface. Data reduction software is used to quantify the amount of IgG antibody in unknown samples by correlation to a standard curve using a 5-Parameter Logistic (PL) curve fit.(Unpublished Mayo method) | 4 to 6 days | 3 months | This test was developed and its performance characteristics determined by Mayo Clinic in a manner consistent with CLIA requirements. It has not been cleared or approved by the US Food and Drug Administration. | 86317 x 23 | S. pneumoniae IgG Ab,23 serotypes,S | 42366-5 | 620404 | Interpretation | 69048-7
PNTO | Streptococcus pneumoniae IgG Antibodies, Total, Serum | Assessing the IgG antibody response to active immunization with nonconjugated 23-valent pneumococcal vaccines Assessing the IgG antibody response to active immunization with conjugated 13-valent, 15-valent and 20-valent pneumococcal vaccines Determining the ability of an individual to produce an antibody response to polysaccharide antigens, as part of an evaluation for humoral or combined immunodeficiencies | Enzyme-Linked Immunosorbent Assay (ELISA) | Yes | S. pneumoniae IgG Ab, Total, S | Serum | Collection Container/Tube: Preferred:Serum gel Acceptable:Red top Submission Container/Tube:Plastic vial Specimen Volume:0.5 mL Collection Instructions:Centrifuge and aliquot serum into a plastic vial. | 0.3 mL | Streptococcus pneumoniaeis a gram-positive bacterium that causes a variety of infectious diseases in children and adults, including invasive disease (bacteriemia and meningitis) and infections of the respiratory tract (pneumonia and otitis media).(1) More than 90 serotypes ofS. pneumoniaehave been identified, based on varying polysaccharides found in the bacterial cell wall. The serotypes responsible for disease vary with age and geographic location. Bacterial polysaccharides induce a T-cell independent type II humoral immune response. In adults and older children, bacterial polysaccharides are effective in generating an immune response that results in production of IgG antibodies and generation of long-lived plasma cells and memory B cells.(2)S. pneumoniaepurified polysaccharide vaccines (PPSV) that contain a total of 23 serotypes (1, 2, 3, 4, 5, 6B, 7F, 8, 9N, 9V, 10A, 11A, 12F, 14, 15B, 17F, 18C, 19A, 19F, 20, 22F, 23F, and 33F) are available; these are referred to as PPSV23.(3) These 23 serotypes were included because, as a group, they account for approximately 90% of invasive pneumococcal infections. Antibody responses develop in 75% to 85% of nonimmunocompromised adults and older children approximately 4 to 6 weeks following immunization with purified polysaccharide vaccines. A meta-analysis estimated an efficacy of 74% for prevention of invasive pneumococcal disease in adults vaccinated with pneumococcal polysaccharide vaccine (PPSV23).(4) In contrast, immune responses to polysaccharide antigens in children younger than 2 years of age are generally weak. Active immunization of children younger than 2 years requires vaccines prepared of polysaccharides conjugated to an immunogenic carrier protein (Corynebacterium diphtheria strain C7), which results in a T-cell dependent antibody response.(3) In children younger than age 6, prior to the availability of routineS. pneumoniaevaccination, 7 serotypes (4, 6B, 9V, 18C, 19F, and 23F) accounted for 80% of invasive disease and up to 100% of all isolates that were found to be highly resistant to treatment with penicillin. The first pneumococcal conjugated vaccine (PCV) available for children younger than age 2 contained these 7 serotypes (PCV7). The vaccine was highly effective, with invasive disease in children younger than age 5 reduced from 99 to 21 cases per 100,000 population from 1998 to 2008.(5) In addition, it was demonstrated that after PCV7 became part of the routine vaccination schedule, only 2% of invasive disease was associated with any of the serotypes present in the vaccine. Instead, approximately 61% of the invasive disease was caused by an additional 6 serotypes (1, 3, 5, 6A, 7F, and 19A). This led to development of a 13-valent conjugated vaccine, known as pneumococcal conjugate vaccine (PCV13). More recently, additional pneumococcal conjugate vaccines have been approved, specifically 15-valent (1, 3, 4, 5, 6A, 6B, 7F, 9V, 14, 18C, 19A, 19F, 22F, 23F, 33F) and 20-valent (1, 3, 4, 5, 6A, 6B, 7F, 8, 9V, 10A, 11A, 12F, 14, 15B, 18C, 19A, 19F, 22F, 23F, and 33F) vaccines, known as PCV15 and PCV20, respectively. Conjugated pneumococcal vaccination is included in the routine childhood schedule, with 4 doses of PCV13 or PCV15 administered at 2, 4, 6, and 12 to 15 months.(6) For adults younger than 65 years, a single dose of PCV20 or a single dose of PCV15 followed 1 year later with a single dose of PPSV23 is recommended.(7) This same pneumococcal vaccination strategy is recommended for adults 19 to 64 years of age with immunocompromising conditions, cochlear implants, cerebrospinal fluid leaks, or other chronic health conditions. Patients with intrinsic defects in humoral immunity, such as common variable immunodeficiency, may have impaired antibody responses to pneumococcal vaccination.(8,9) Selective antibody deficiency is a recognized clinical entity in patients older than 2 years of age and is characterized by recurrent bacterial respiratory infections, absent or subnormal antibody response to a majority of polysaccharide antigens, and normal or increased immunoglobulin concentrations, including IgG subclasses, in the context of intact humoral response to protein antigens. In several other primary immunodeficiencies, including Wiskott-Aldrich syndrome, autoimmune lymphoproliferate syndrome, and DiGeorge syndrome, IgG subclass deficiencies may also result in impaired antibody responses to polysaccharide antigens. | > or =9.7 mcg/mL | Low anti-pneumococcal antibody concentrations (<9.7 mcg/mL) indicate a poor response to the pneumococcal vaccine, while high concentrations (>270.0 mcg/mL) indicate a robust vaccine response. Results falling in the modest (9.7-40.9 mcg/mL), intermediate (41.0-180.9 mcg/mL), and moderate (181.0-270.0 mcg/mL) categories may warrant serotype-specific antibody testing, to be determined at the discretion of the physician. When comparing pre- and post-vaccination samples, an increase in antibody concentrations is generally considered to be indicative of a normal vaccine response. However, the specific fold increase is influenced substantially by the antibody concentration observed in the pre-vaccination sample. | The humoral immune response toStreptococcal pneumoniaevaccination is affected by multiple factors, including age, immune status, vaccination history, prior infections, and carrier status. Protective concentrations of IgG antibodies, or those required to prevent infection fromStreptococcuspneumoniae,have not been defined. Quantitation of the IgG antibody response to pneumococcal serotypes does not provide any information on their functional capacity (opsonization efficiency). | 1. Weisberg SS. Pneumococcus. Dis Mon. 2007;53(10):495-502. doi:10.1016/j.disamonth.2007.09.013 2. Grabenstein JD, Manoff SB. Pneumococcal polysaccharide 23-valent vaccine: long-term persistence of circulating antibody and immunogenicity and safety after revaccination in adults. Vaccine. 2012;30(30):4435-4444 3. Musher DM, Anderson R, Feldman C. The remarkable history of pneumococcal vaccination: an ongoing challenge. Pneumonia (Nathan). 2022;14(1):5. Published 2022 Sep 25. doi:10.1186/s41479-022-00097-y 4. Moberley S, Holden J, Tatham DP, Andrews RM. Vaccines for preventing pneumococcal infection in adults. Cochrane Database Syst Rev. 2013;2013(1):CD000422 5. Paradiso PR. Advances in pneumococcal disease prevention: 13-valent pneumococcal conjugate vaccine for infants and children. Clin Infect Dis. 2011;52(10):1241-1247 6. Kobayashi M, Farrar JL, Gierke R, et al. Use of 15-Valent Pneumococcal Conjugate Vaccine and 20-Valent Pneumococcal Conjugate Vaccine Among U.S. Adults: Updated Recommendations of the Advisory Committee on Immunization Practices - United States, 2022. MMWR Morb Mortal Wkly Rep. 2022;71(4):109-117 7. Kobayashi M, Farrar JL, Gierke R, et al. Use of 15-Valent Pneumococcal Conjugate Vaccine Among U.S. Children: Updated Recommendations of the Advisory Committee on Immunization Practices - United States, 2022. MMWR Morb Mortal Wkly Rep. 2022;71(37):1174-1181 8. Bonilla FA, Khan DA, Ballas ZK, et al. Practice parameter for the diagnosis and management of primary immunodeficiency. J Allergy Clin Immunol. 2015;136(5):1186-205.e2078 9. Orange JS, Ballow M, Stiehm ER, et al. Use and interpretation of diagnostic vaccination in primary immunodeficiency: a working group report of the Basic and Clinical Immunology Interest Section of the American Academy of Allergy, Asthma & Immunology. J Allergy Clin Immunol. 2012;130(3 Suppl):S1-S24 10. Parker AR, Park MA, Harding S, Abraham RS. The total IgM, IgA and IgG antibody responses to pneumococcal polysaccharide vaccination (Pneumovax 23) in a healthy adult population and patients diagnosed with primary immunodeficiencies. Vaccine. 2019;37(10):1350-1355 | Pneumococcal capsular polysaccharide (PCP) antibodies bind to the wells of a microwell plate pre-coated with PCP antigen (1, 2, 3, 4, 5, 6B, 7F, 8, 9N, 9V, 10A, 11A, 12F, 14, 15B, 17F, 18C, 19F, 19A, 21, 22F, 23F, 33F). Calibrators and controls are pre-adsorbed with C-polysaccharide (CPS) and samples are diluted in a diluent containing CPS. The calibrators, controls, and patient samples are added to the wells and antibodies recognizing the PCP antigen bind during the first incubation. After washing the wells to remove all unbound proteins, purified peroxidase labelled rabbit anti-human IgG (gamma-chain specific) conjugate is added. The conjugate binds to the captured human antibody and the excess unbound conjugate is removed by another wash step. The bound conjugate is incubated with 3,3',5,5'-tetramethylbenzidine (TMB) substrate, which gives a blue reaction product. The enzyme reaction is stopped by adding phosphoric acid, which produces a yellow end point color and is read at 450nm. The optical density (OD) of the solution at 450 nm is directly proportional to the concentration of antibody in the sample. The standard curve is established by plotting the antibody concentrations of the calibrators (x-axis) and their corresponding measured OD values (y-axis).(Unpublished Mayo method) | 2 to 8 days | 12 weeks | This test was developed and its performance characteristics determined by Mayo Clinic in a manner consistent with CLIA requirements. It has not been cleared or approved by the US Food and Drug Administration. | 86317 | S. pneumoniae IgG Ab, Total, S | 43236-9 | PNTO | S. pneumoniae IgG Ab, Total, S | 43236-9
PNTOR | Streptococcus pneumoniae IgG Antibodies, Total, with Reflex, Serum | Assessing the IgG antibody response to active immunization with nonconjugated 23-valent pneumococcal vaccines Assessing the IgG antibody response to active immunization with conjugated 13-valent, 15-valent and 20-valent pneumococcal vaccines Determining the ability of an individual to produce an antibody response to polysaccharide antigens, as part of an evaluation for humoral or combined immunodeficiencies | Enzyme-Linked Immunosorbent Assay (ELISA) | Yes | S. pneumoniae IgG Ab, with reflex,S | If the result is 41.0 mcg/mL or greater and less than 181.0 mcg/mL, thenStreptococcus pneumoniaeIgG antibodies for 23 serotypes will be performed at an additional charge. | Collection Container/Tube: Preferred:Serum gel Acceptable:Red top Submission Container/Tube:Plastic vial Specimen Volume:0.5 mL Collection Instructions:Centrifuge and aliquot serum into plastic vial. | 0.3 mL | Streptococcus pneumoniaeis a gram-positive bacterium that causes a variety of infectious diseases in children and adults, including invasive disease (bacteriemia and meningitis) and infections of the respiratory tract (pneumonia and otitis media).(1) More than 90 serotypes ofS. pneumoniaehave been identified, based on varying polysaccharides found in the bacterial cell wall. The serotypes responsible for disease vary with age and geographic location. Bacterial polysaccharides induce a T-cell independent type II humoral immune response. In adults and older children, bacterial polysaccharides are effective in generating an immune response that results in production of IgG antibodies and generation of long-lived plasma cells and memory B cells.(2)S. pneumoniaepurified polysaccharide vaccines (PPSV) that contain a total of 23 serotypes (1, 2, 3, 4, 5, 6B, 7F, 8, 9N, 9V, 10A, 11A, 12F, 14, 15B, 17F, 18C, 19A, 19F, 20, 22F, 23F, and 33F) are available; these are referred to as PPSV23.(3) These 23 serotypes were included because, as a group, they account for approximately 90% of invasive pneumococcal infections. Antibody responses develop in 75% to 85% of nonimmunocompromised adults and older children approximately 4 to 6 weeks following immunization with purified polysaccharide vaccines. A meta-analysis estimated an efficacy of 74% for prevention of invasive pneumococcal disease in adults vaccinated with pneumococcal polysaccharide vaccine (PPSV23).(4) In contrast, immune responses to polysaccharide antigens in children younger than 2 years of age are generally weak. Active immunization of children younger than 2 years requires vaccines prepared of polysaccharides conjugated to an immunogenic carrier protein (Corynebacterium diphtheria strain C7), which results in a T-cell dependent antibody response.(3) In children younger than age 6, prior to the availability of routineS. pneumoniaevaccination, 7 serotypes (4, 6B, 9V, 18C, 19F, and 23F) accounted for 80% of invasive disease and up to 100% of all isolates that were found to be highly resistant to treatment with penicillin. The first pneumococcal conjugated vaccine (PCV) available for children younger than age 2 contained these 7 serotypes (PCV7). The vaccine was highly effective, with invasive disease in children younger than age 5 reduced from 99 to 21 cases per 100,000 population from 1998 to 2008.(5) In addition, it was demonstrated that after PCV7 became part of the routine vaccination schedule, only 2% of invasive disease was associated with any of the serotypes present in the vaccine. Instead, approximately 61% of the invasive disease was caused by an additional 6 serotypes (1, 3, 5, 6A, 7F, and 19A). This led to development of a 13-valent conjugated vaccine, known as pneumococcal conjugate vaccine (PCV13). More recently, additional pneumococcal conjugate vaccines have been approved, specifically 15-valent (1, 3, 4, 5, 6A, 6B, 7F, 9V, 14, 18C, 19A, 19F, 22F, 23F, 33F) and 20-valent (1, 3, 4, 5, 6A, 6B, 7F, 8, 9V, 10A, 11A, 12F, 14, 15B, 18C, 19A, 19F, 22F, 23F, and 33F) vaccines, known as PCV15 and PCV20, respectively. Conjugated pneumococcal vaccination is included in the routine childhood schedule, with 4 doses of PCV13 or PCV15 administered at 2, 4, 6, and 12 to 15 months.(6) For adults younger than 65 years, a single dose of PCV20 or a single dose of PCV15 followed 1 year later with a single dose of PPSV23 is recommended.(7) This same pneumococcal vaccination strategy is recommended for adults 19 to 64 years of age with immunocompromising conditions, cochlear implants, cerebrospinal fluid leaks, or other chronic health conditions. Patients with intrinsic defects in humoral immunity, such as common variable immunodeficiency, may have impaired antibody responses to pneumococcal vaccination.(8,9) Selective antibody deficiency is a recognized clinical entity in patients older than 2 years of age and is characterized by recurrent bacterial respiratory infections, absent or subnormal antibody response to a majority of polysaccharide antigens, and normal or increased immunoglobulin concentrations, including IgG subclasses, in the context of intact humoral response to protein antigens. In several other primary immunodeficiencies, including Wiskott-Aldrich syndrome, autoimmune lymphoproliferate syndrome, and DiGeorge syndrome, IgG subclass deficiencies may also result in impaired antibody responses to polysaccharide antigens. | > or =9.7 mcg/mL | Low antipneumococcal antibody concentrations (<9.7 mcg/mL) indicate a poor response to the pneumococcal vaccine, while high concentrations (>270.0 mcg/mL) indicate a robust vaccine response. Results falling in the modest (9.7-40.9 mcg/mL), intermediate (41.0-180.9 mcg/mL), and moderate (181.0-270.0 mcg/mL) categories may warrant serotype-specific antibody testing, to be determined at the discretion of the physician. When comparing pre- and post-vaccination samples, an increase in antibody concentrations is generally considered to be indicative of a normal vaccine response. However, the specific fold increase is influenced substantially by the antibody concentration observed in the pre-vaccination sample. | The humoral immune response toStreptococcal pneumoniaevaccination is affected by multiple factors, including age, immune status, vaccination history, prior infections, and carrier status. Protective concentrations of IgG antibodies, or those required to prevent infection fromStreptococcuspneumoniae,have not been defined. Quantitation of the IgG antibody response to pneumococcal serotypes does not provide any information on their functional capacity (opsonization efficiency). | 1. Weisberg SS. Pneumococcus. Dis Mon. 2007;53(10):495-502. doi:10.1016/j.disamonth.2007.09.013 2. Grabenstein JD, Manoff SB. Pneumococcal polysaccharide 23-valent vaccine: long-term persistence of circulating antibody and immunogenicity and safety after revaccination in adults. Vaccine. 2012;30(30):4435-4444 3. Musher DM, Anderson R, Feldman C. The remarkable history of pneumococcal vaccination: an ongoing challenge. Pneumonia (Nathan). 2022;14(1):5. Published 2022 Sep 25. doi:10.1186/s41479-022-00097-y 4. Moberley S, Holden J, Tatham DP, Andrews RM. Vaccines for preventing pneumococcal infection in adults. Cochrane Database Syst Rev. 2013;2013(1):CD000422 5. Paradiso PR. Advances in pneumococcal disease prevention: 13-valent pneumococcal conjugate vaccine for infants and children. Clin Infect Dis. 2011;52(10):1241-1247 6. Kobayashi M, Farrar JL, Gierke R, et al. Use of 15-Valent Pneumococcal Conjugate Vaccine and 20-Valent Pneumococcal Conjugate Vaccine Among U.S. Adults: Updated Recommendations of the Advisory Committee on Immunization Practices - United States, 2022. MMWR Morb Mortal Wkly Rep. 2022;71(4):109-117 7. Kobayashi M, Farrar JL, Gierke R, et al. Use of 15-Valent Pneumococcal Conjugate Vaccine Among U.S. Children: Updated Recommendations of the Advisory Committee on Immunization Practices - United States, 2022. MMWR Morb Mortal Wkly Rep. 2022;71(37):1174-1181 8. Bonilla FA, Khan DA, Ballas ZK, et al. Practice parameter for the diagnosis and management of primary immunodeficiency. J Allergy Clin Immunol. 2015;136(5):1186-205.e2078 9. Orange JS, Ballow M, Stiehm ER, et al. Use and interpretation of diagnostic vaccination in primary immunodeficiency: a working group report of the Basic and Clinical Immunology Interest Section of the American Academy of Allergy, Asthma & Immunology. J Allergy Clin Immunol. 2012;130(3 Suppl):S1-S24 10. Parker AR, Park MA, Harding S, Abraham RS. The total IgM, IgA and IgG antibody responses to pneumococcal polysaccharide vaccination (Pneumovax 23) in a healthy adult population and patients diagnosed with primary immunodeficiencies. Vaccine. 2019;37(10):1350-1355 | Pneumococcal capsular polysaccharide (PCP) antibodies bind to the wells of a microwell plate pre-coated with PCP antigen (1, 2, 3, 4, 5, 6B, 7F, 8, 9N, 9V, 10A, 11A, 12F, 14, 15B, 17F, 18C, 19F, 19A, 21, 22F, 23F, and 33F). Calibrators and controls are pre-adsorbed with C-polysaccharide (CPS) and samples are diluted in a diluent containing CPS. The calibrators, controls, and patient samples are added to the wells and antibodies recognizing the PCP antigen bind during the first incubation. After washing the wells to remove all unbound proteins, purified peroxidase labelled rabbit anti-human IgG (gamma-chain specific) conjugate is added. The conjugate binds to the captured human antibody and the excess unbound conjugate is removed by another wash step. The bound conjugate is incubated with 3,3',5,5'-tetramethylbenzidine (TMB) substrate, which gives a blue reaction product. The enzyme reaction is stopped by adding phosphoric acid, which produces a yellow end point color and is read at 450nm. The optical density (OD) of the solution at 450 nm is directly proportional to the concentration of antibody in the sample. The standard curve is established by plotting the antibody concentrations of the calibrators (x-axis) and their corresponding measured OD values (y-axis).(Unpublished Mayo method) | 2 to 8 days | 12 weeks | This test was developed and its performance characteristics determined by Mayo Clinic in a manner consistent with CLIA requirements. It has not been cleared or approved by the US Food and Drug Administration. | 8631786317 x 23 (if appropriate) | S. pneumoniae IgG Ab, with reflex,S | 43236-9 | PNTOR | S. pneumoniae IgG Ab, with reflex,S | 43236-9
MSTC | Strict Criteria Sperm Morphology for Infertility Diagnosis and Treatment, Semen | Diagnosing male infertility Selecting the most cost-effective therapy for treating male-factor infertility Quantifying the number of germinal and white blood cells per mL of semen | Kruger Criteria Strict Morphology | No | Strict Criteria Sperm Morphology | Semen | Container/Tube:Semen Analysis Kit (T178) Collection Instructions:Patient should have 2 to 7 days of sexual abstinence at the time of semen collection for accurate results. Specimen Volume:Total ejaculate | A minimum count is needed. Lab will determine. | Infertility affects 1 out of 6 couples of child-bearing age. Approximately 40% of infertility has a female-factor cause and 40% a male-factor cause. The remaining 20% of infertility is due to a combination of male- and female-factor disorders or is unexplained. Abnormalities in sperm morphology are related to defects in sperm transport, sperm capacitation, the acrosome reaction, binding/penetration of the zona pellucida, and fusion with the oocyte vitelline membrane. All of these steps are essential to normal fertility. Strict criteria sperm morphology testing also greatly assists with selecting the most cost-effective in vitro sperm processing and insemination treatment for the couple's in vitro fertilization (IVF) cycle. Sperm with severe head abnormalities are unlikely to bind to the zona pellucida. These patients may require intracytoplasmic sperm injection in association with their IVF cycle to ensure optimal levels of fertilization are achieved. This, in turn, provides the patient with the best chance of pregnancy. | Normal forms > or =4.0% Germinal cells/mL <4 x 10(6) (normal) > or =4 x 10(6) (Elevated germinal cells in semen are of unknown clinical significance) WBC/mL <1 x 10(6) (normal) > or =1 x 10(6) (Elevated white blood cells in semen are of questionable clinical significance) | Categorizing sperm according to strict criteria based on measurements of head and tail sizes and shapes. Sperm with abnormalities in head/tail size/shape may not be capable of completing critical steps in sperm transport and fertilization. |  | 1. Kruger Morphology Conference, Boston, MA, October 9, 1993 2. Cooper TG, Aitken J, Auger J, et al, eds. WHO laboratory manual for the examination and processing of human semen. 5th ed. WHO Press; 2010 3. Bjorndahl L, Apolikhin O, Baldi E, et al, eds:WHO laboratory manual for the examination and processing of human semen. 6th ed. World Health Organization; 2021 | Sperm is categorized according to strict criteria based on measurements of head and tail sizes and shapes. Sperm with abnormalities in head/tail size/shape are not capable of completing steps in the sperm transport and fertilization process. Quantification of the germinal and white blood cell (WBC) content in semen is performed because the presence of germinal and WBCs are indicative of possible disorders in spermatogenesis and genital tract infection, respectively.(Wazzan W, Thomas A: Genital infection and male infertility. AFS Annual Meeting, Postgraduate course, 1990; Menkveld R, Oettle E, Kruger T, et al: Atlas of human sperm morphology. Williams and Wilkins, Baltimore, MD, 1991;Scoring is based on a modified method ofWHO laboratory manual for the examination of human semen and sperm-cervical mucus interaction. 5th ed. Cambridge University Press; 2010) | 2 to 4 days | Slides: at least 6 months | This test has been cleared, approved, or is exempt by the US Food and Drug Administration and is used per manufacturer's instructions. Performance characteristics were verified by Mayo Clinic in a manner consistent with CLIA requirements. | 89398 | Strict Criteria Sperm Morphology | 48812-2 | CMT56 | Comment | 48767-8
MSTC1 | Strict Criteria Sperm Morphology for Infertility Diagnosis and Treatment, Semen | Diagnosing male infertility Selecting the most cost-effective therapy for treating male-factor infertility Quantifying the number of germinal and WBCs per mL of semen | Kruger Criteria Strict Morphology | No | Strict Sperm Morphology, Slide | Semen | Patient Preparation:Patient should have 2 to 7 days of sexual abstinence at the time of semen collection for accurate results. Container/Tube:Slides Specimen Volume:2 slides-10 microL of liquefied semen on each slide Collection Instructions: 1. If sperm concentration is <10 million/mL, centrifuge the specimen at 300 x G for 10 minutes before making slides. 2 Label 2 frosted slidesin pencilwith the patient's first and last name and the date of specimen collection. No adhesive labels. 3. Allow the semen to liquefy for 30 minutes. 4. Place 10 mcL of liquefied semen on the label end of each slide, and evenly smear the specimen using a plain slide (this process is the same as making a blood smear). 5. Allow the smears to air dry for 15 minutes before placing both slides into 1 slide holder for shipment. | A minimum count of sperm is needed; lab will determine | Infertility affects 1 out of 6 couples of child-bearing age. Approximately 40% of infertility cases have a female-factor cause and 40% have a male-factor cause. The remaining 20% of infertility is due to a combination of male- and female-factor disorders or is unexplained. Abnormalities in sperm morphology are related to defects in sperm transport, sperm capacitation, the acrosome reaction, binding and penetration of the zona pellucida, and fusion with the oocyte vitelline membrane. All of these steps are essential to normal fertility. Strict criteria sperm morphology testing greatly assists with selecting the most cost-effective in vitro sperm processing and insemination treatment for the couple's in vitro fertilization (IVF) cycle. Sperm with severe head abnormalities are unlikely to bind to the zona pellucida. These patients may require intracytoplasmic sperm injection in association with their IVF cycle to ensure optimal levels of fertilization are achieved. This, in turn, provides the patient with the best chance of pregnancy. | Normal forms: > or =4.0% Germinal cells/mL <4 x 10(6) (normal) > or =4 x 10(6) (elevated germinal cells in semen are of unknown clinical significance) WBC/mL <1 x 10(6) (normal) > or =1 x 10(6) (elevated white blood cells in semen are of questionable clinical significance) | Categorizing sperm according to strict criteria based on measurements of head and tail sizes and shapes. Sperm with abnormalities in head, tail size, or shape may not be capable of completing critical steps in sperm transport and fertilization. | No significant cautionary statements. | 1. Kruger Morphology Conference, Boston, MA, October 9, 1993 2. WHO laboratory manual for the examination and processing of human semen. 5th ed. WHO Press; 2010 3.WHO laboratory manual for the examination and processing of human semen. 6th ed. World Health Organization; 2021 | Sperm is categorized according to strict criteria based on measurements of head and tail sizes and shapes. Sperm with abnormalities in head, tail size, or shape are not capable of completing steps in the sperm transport and fertilization process. Quantification of the germinal and white blood cell (WBC) content in semen is performed because the presence of germinal and WBC are indicative of possible disorders in spermatogenesis and genital tract infection, respectively. The information collected will help determine the most cost-effective therapy for treating male-factor infertility. (Wazzan W, Thomas A: Genital infection and male infertility. AFS Annual Meeting, Postgraduate course, 1990; Menkveld R, Oettle E, Kruger T, et al: Atlas of Human Sperm Morphology. Williams and Wilkins; 1991; Scoring is based on a modified method of WHO laboratory manual for the examination and processing of human semen. 6th ed. World Health Organization; 2021) | 2 to 4 days | At least 6 months | This test has been cleared, approved, or is exempt by the US Food and Drug Administration and is used per manufacturer's instructions. Performance characteristics were verified by Mayo Clinic in a manner consistent with CLIA requirements. | 89398 | Strict Sperm Morphology, Slide | 48812-2 | CMT56 | Comment | 48767-8
STRNG | Strongyloides Antibody, IgG, Serum | Screening for the presence of IgG-class antibodies toStrongyloides This test isnot usefulfor monitoring patient response to therapy as IgG-class antibodies toStrongyloidesmay remain detectable following resolution of infection. | Enzyme-Linked Immunosorbent Assay (ELISA) | Yes | Strongyloides Ab, IgG, S | For more information seeParasitic Investigation of Stool Specimens Algorithm. | Collection Container/Tube: Preferred:Serum gel Acceptable:Red top Submission Container/Tube:Plastic vial Specimen Volume:0.5 mL Collection Instructions: Centrifuge and aliquot serum into a plastic vial. | 0.4 mL | Strongyloidiasis is caused byStrongyloides stercoralis, a nematode endemic to tropical and subtropical regions worldwide.S stercoralisis also prominent in the southeastern United States, including in rural areas of Kentucky, Tennessee, Virginia, and North Carolina. A small series of epidemiological studies in the United States identified that 0% to 6.1% of individuals sampled had antibodies toS stercoralis. S stercoralishas a complex lifecycle that begins with maturation to the infective filariform larva in warm, moist soil. The larvae subsequently penetrate exposed skin and migrate hematogenously to the lungs, from where they ascend the bronchial tree and are swallowed. Once in the small intestine, filariform larva matures into the adult worms that burrow into the mucosa. Gravid female worms produce eggs that develop into noninfectious rhabditiform larvae in the gastrointestinal tract and are eventually released in the stool. The time from dermal penetration to appearance ofStrongyloidesin stool samples is approximately 3 to 4 weeks. The most common manifestations of infection are mild and may include epigastric pain, mild diarrhea, nausea, and vomiting. At the site of filariform penetration, skin may be inflamed and itchy-this is referred to as "ground itch." Migration of the larva through the lungs and up the trachea can produce a dry cough, wheezing, and mild hemoptysis. Eosinophilia, though common among patients with strongyloidiasis, is not a universal finding, and the absence of eosinophilia cannot be used to rule-out infection. In some patients, particularly those with a depressed immune system, the rhabditiform larvae may mature into the infectious filariform larvae in the gastrointestinal tract and lead to autoinfection. The filariform larvae subsequently penetrate the gastrointestinal mucosa, migrate to the lungs, and can complete their lifecycle. Low-level autoinfection can maintain the nematode in the host for years to decades. Among patients who become severely immunocompromised, however, autoinfection may lead to hyperinfection and fatal disseminated disease. Hyperinfection has also been associated with underlying human T-cell lymphotropic virus type 1 infection. Uncontrolled, the larvae can disseminate to the lungs, heart, liver, and central nervous system. Septicemia and meningitis are common in cases ofStrongyloideshyperinfection due to seeding of the bloodstream and central nervous system with bacteria originating from the gastrointestinal tract. | Negative Reference values apply to all ages. | Positive: IgG antibodies toStrongyloideswere detected, suggesting current or past infection. False-positive results may occur with other helminth infections (eg,Trichinella,Taenia solium). Clinical correlation is required. Negative: No detectable levels of IgG antibodies toStrongyloides. Repeat testing in 10 to 14 days if clinically indicated. | False-positive results may occur with other helminth infections, including prior exposure toEntamoeba histolytica,Ascaris,Taenia solium,Fasciolaspecies,Echinococcusspecies,Schistosomaspecies, andToxocara(per assay manufacturer). This assay should not be used alone to establish a diagnosis of strongyloidiasis. Results should be correlated with other laboratory findings and through clinical evaluation. False-negative results may occur during acute or localized infection. A single negative result should not be used to rule-out infection. The seroprevalence of IgG-class antibodies toStrongyloidesstercoralisranges from 0% to 6.1% in the United States. | 1. Ramanathan R, Burbelo PD, Groot S, et al: A luciferase immunoprecipitation systems assay enhances the sensitivity and specificity of diagnosis ofStrongyloides stercoralisinfection. J Infect Dis. 2008;198(3):444-451 2. Starr MC, Montgomery SP: Soil-transmitted Helminthiasis in the United States: a systematic review-1940-2010. Am J Trop Med Hyg. 2011;85(4):680-684 3.Krolewiecki AJ, Ramanathan R, Fink V, et al: Improved diagnosis ofStrongyloides stercoralisusing recombinant antigen-based serologies in a community-wide study in northern Argentina. Clin Vaccine Immunol. 2010;17(10):1624-1630 4.Centers for Disease Control and Prevention. Global Health. Division of Parasitic Diseases and Malaria: Parasites-Strongyloides: Epidemiology and Risk Factors. CDC; Updated December 31, 2018. Accessed October 15, 2020. Available at www.cdc.gov/parasites/strongyloides/epi.html | The BordierStrongyloides rattiIgG enzyme-linked immunosorbent assay is an enzymatically amplified sandwich-type immunoassay. After a blocking step, diluted serum and controls are incubated in antigen-coated microtiter wells, then washed and incubated with antihuman-IgG antibody labeled with protein A-alkaline phosphatase conjugate. After a washing step, the wells are incubated with phosphatase substrate. The reaction is halted by potassium phosphate stopping solution and the degree of enzymatic turnover is determined by absorbance measured at 405 nanometers with a reference filter of 590 to 650 nm.(Package insert: Strongyloides Ratti Enzyme immunoassay for the diagnosis of human Strongyloidosis. Bordier Affinity Products SA; 01/2018) | Same day/1 to 4 days | 14 days | This test has been cleared, approved, or is exempt by the US Food and Drug Administration and is used per manufacturer's instructions. Performance characteristics were verified by Mayo Clinic in a manner consistent with CLIA requirements. | 86682 | Strongyloides Ab, IgG, S | 34376-4 | STRNG | Strongyloides Ab, IgG, S | 80660-4
FSTYR | Styrene, Occupational Exposure, Blood |  | Headspace Gas Chromatography/Flame Ionization Detection (GC-FID) | Yes | Styrene, Blood | WB Sodium Heparin | Collect 2 tubes green-top (sodium heparin) whole blood.Send 20 mL sodium heparin whole blood refrigerated.Collect specimen at end of shift or prior to next shift. Tubes should be filled to prevent loss of volatile compound into headspace. | 2.5 mL |  | Normal (Unexposed population): None detected Exposed: Biological Exposure Index (BEI): 0.55 mg/L (end of shift) 0.02 mg/L (prior to next shift) Toxic: Not established |  |  |  |  | 7 to 11 days | 2 weeks |  | 84600 | Styrene, Blood | 8243-8 | Z1179 | Styrene | 8243-8
SUAC | Succinylacetone, Blood Spot | Second-tier newborn screen for tyrosinemia type 1 (HT-1) when primary screen showed nonspecific elevations of tyrosine Diagnosing HT-1 when used in conjunction with testing for urine organic acids, liver function, alpha-fetoprotein, and molecular genetic analysis ofFAH | Liquid Chromatography Tandem Mass Spectrometry (LC-MS/MS) | Yes | Succinylacetone, BS | Whole blood | Submit only 1 of the following specimen types: Preferred: Specimen Type:Blood Spot Supplies:Card -Blood Spot Collection (Filter Paper) (T493) Container/Tube: Preferred:Blood Spot Collection Card Acceptable:Whatman Protein Saver 903 Paper, PerkinElmer 226 filter paper, Munktell filter paper, or blood collected in tube containing EDTA and dried on filter paper. Specimen Volume:2 blood spots Collection Instructions: 1. At least 1 spot should be complete (ie, unpunched). 2. Do not expose specimen to heat or direct sunlight. 3. Do not stack wet specimens. 4. Keep specimen dry. 5. If collection of a new specimen is necessary, let blood dry on the Blood Spot Collection Card (T493) at ambient temperature in a horizontal position for a minimum of 3 hours. Specimen Stability Information:Ambient (preferred) 7 days/Refrigerated 14 days/Frozen 90 days Additional Information: 1. For collection instructions, seeBlood Spot Collection Instructions 2. For collection instructions in Spanish, seeBlood Spot Collection Card-Spanish Instructions(T777) 3. For collection instructions in Chinese, seeBlood Spot Collection Card-Chinese Instructions(T800) Acceptable Specimen Type:Whole Blood Container/Tube:Lavender top (EDTA) Specimen Volume:2 mL Collection Instructions:Send whole blood specimen in original tube. Do not aliquot. Specimen Stability Information:Refrigerate 6 days | Blood Spot: 1 Whole Blood: 0.5 mL | Tyrosinemia type 1 (hepatorenal tyrosinemia, HT-1) is an autosomal recessive condition caused by a deficiency of the enzyme fumarylacetoacetate hydrolase (FAH). HT-1 primarily affects the liver, kidneys, and peripheral nerves, causing severe liver disease, renal tubular dysfunction, and neurologic crises. If left untreated, most patients die of liver failure in the first years of life and all are at risk of developing hepatocellular carcinoma. Treatment with 2-(2-nitro-4-trifluoromethylbenzoyl)-1,3 cyclohexanedione (NTBC) is available and is particularly effective when initiated in newborns. The incidence of HT-1 is approximately 1 in 100,000 live births. While tyrosine can be determined by routine newborn screening, it is not a specific marker for tyrosinemia type I and often may be associated with common and benign transient tyrosinemia of the newborn. Succinylacetone is a specific marker for HT-1 but not consistently measured by newborn screening programs. This assay determines succinylacetone and tyrosine in newborn blood spots by tandem mass spectrometry. Additional follow-up testing may include confirmatory molecular analysis of theFAHgene. | SUCCINYLACETONE < or =1.0 nmol/mL TYROSINE <4 weeks: 40-280 nmol/mL > or =4 weeks: 25-150 nmol/mL | Elevations of succinylacetone (SUAC) above the reference range with or without elevations of tyrosine (TYR) areindicative of tyrosinemia type 1. Elevations of TYR above the reference range without elevations of SUAC may besuggestive of tyrosinemia type II, type III, transient hypertyrosinemia of the neonate, or nonspecific liver disease. | Normal levels may be seen in affected individuals undergoing treatment. In rare cases of tyrosinemia type 1, tyrosine or succinylacetone may not be elevated.(1) | 1. Blackburn PR, Hickey RD, Nace RA, et al. Silent tyrosinemia type I without elevated tyrosine or succinylacetone associated with liver cirrhosis and hepatocellular carcinoma. Hum Mutat. 2016;37(10):1097-1105. doi:10.1002/humu.23047 2. Larochelle J, Alvarez F, Bussieres JF, et al. Effects of nitisinone (NTBC) treatment on the clinical course of hepatorenal tyrosinemia in Quebec. Mol Genet Metab. 2012;107(1-2):49-54 3. Sniderman King L, Trahms C, Scott CR. Tyrosinemia Type I. In: MP Adam, HH Ardinger, PA Pagon et al, eds: GeneReviews [Internet]. University of Washington, Seattle; 2006. Updated May 25, 2017. Accessed December 7, 2023. Available at: www.ncbi.nlm.nih.gov/books/NBK1515/ 4. De Jesus VR, Adam BW, Mandel D, Cuthbert CD, Matern D. Succinylacetone as primary marker to detect tyrosinemia type I in newborns and its measurement by newborn screening programs. Mol Genet Metab. 2014;113(1-2)67-75 5. Chinsky JM, Singh R, Ficicioglu C et al. Diagnosis and treatment of tyrosinemia type I: a US and Canadian consensus group review and recommendations. Genet Med. 2017;19(12) doi:10.1038/gim.2017.101 | A 3-mm disk is punched out of the dried blood spot onto a 96-well plate. The amino acids are extracted by the addition of acetonitrile and a known concentration of isotopically labeled amino acids as internal standards. The extract is moved to another 96-well plate, dried under a stream of nitrogen, and derivatized by the addition of n-butanol hydrochloric acid. Analytes are measured by liquid chromatography tandem mass spectrometry. The concentrations of the analytes are established by computerized comparison of ion intensities of these analytes to that of the respective internal standards.(Unpublished Mayo method) | 3 to 5 days | 1 year | This test was developed and its performance characteristics determined by Mayo Clinic in a manner consistent with CLIA requirements. It has not been cleared or approved by the US Food and Drug Administration. | 845108254282542 (if appropriate for government payers) | Succinylacetone, BS | 53231-7 | 607630 | Tyrosine | 35571-9
SUDC | Sudden Cardiac Death Pathology Consultation | Identifying specific causes contributing to sudden cardiac death | Medical Interpretation | Yes | Sudden Cardiac Death Path Consult | An interpretation will be provided by Mayo Clinic staff pathologists within a formal pathology report sent to the referring medical examiner. | Specimen Type:Heart specimen Supplies: -Pathology Packaging Kit (T554) -Ambient Shipping Box, 5 lb (T970) Specimen Volume:Entire specimen Collection Instructions: 1. Fix entire specimen in formalin for a minimum of 24 hours. 2. Following fixation, lightly wrap specimen in formalin-soaked paper towel, place in a leak-proof sealable bag with a small amount of formalin, seal, and ship ambient in a sturdy shipping container. Additional Information:Paraffin block may be accepted. Specimen Type:Wholeblood Container/Tube:Lavender top (EDTA) Specimen Volume:10 mL | Heart specimen: See Specimen Required; Blood: 1 mL | Sudden, unexpected death in individuals less than 40 years of age with a strong probability of cardiac disease (including cases of obvious cardiomyopathy, with likely genetic underpinning). This evaluation is offered to provide the careful dissection and diagnostic experience that may be needed for subtle or overt cases of cardiovascular disease. | An interpretive report will be provided. | This request will be processed as a consultation. Appropriate stains and ancillary testing will be performed, and an interpretation provided. | Appropriate tissue sampling and fixation are required in order to make a diagnosis. | 1. Baudhuin LM, Leduc C, Train LJ, et al. Technical advances for the clinical genomic evaluation of sudden cardiac death: Verification of next-generation sequencing panels for hereditary cardiovascular conditions using formalin-fixed paraffin-embedded tissues and dried blood spots. Circ Cardiovasc Genet. 2017;10(6):e001844. doi:10.1161/CIRCGENETICS.117.001844 2. Ackerman JP, Bartos DC, Kapplinger JD, Tester DJ, Delisle BP, Ackerman MJ. The promise and peril of precision medicine: phenotyping still matters most. Mayo Clin Proc.Published online October 8, 2016.doi:10.1016/j.mayocp.2016.08.008 | All requests will be processed as a consultation case. Ancillary studies will be performed only if deemed to be diagnostically indicated. | 14 to 28 days: Cases requiring additional material or ancillary testing may require additional time. |  | Not Applicable | 88037 | Sudden Cardiac Death Path Consult | In Process | 606938 | Case Number | 80398-1
FSCNE | Sugar Cane (Saccharum officinarum) IgE |  | Enzyme Immunoassay (EIA) | Yes | Sugar Cane IgE | Serum | Specimen Type:Serum Container/Tube:Red Top Specimen Volume:0.5 mL Collection Instructions:Draw blood in a plain re-top tube(s), serum gel tube(s) is acceptable. Spin down and send 0.5 mL of serum refrigerated in a plastic vial. | 0.5 mL |  | <0.35 kU/L | Class IgE (kU/L) Comment 0 <0.35 Below Detection 1 0.35-0.69 Low Positive 2 0.70-3.49 Moderate Positive 3 3.50-17.49 Positive 4 17.50-49.99 Strong Positive 5 >49.99 Very Strong Positive |  |  |  | 4 to 7 days |  | This test was developed and its performance characteristics determined by Eurofins Viracor . It has not been cleared or approved by the U.S. Food and Drug Administration. | 86003 | Sugar Cane IgE | 7723-0 | Z3103 | Class | 102615-2
SBSE | Sugarbeet Seed, IgE, Serum | Establishing the diagnosis of an allergy to sugar beet seed Defining the allergen responsible for eliciting signs and symptoms Identifying allergens: -Responsible for allergic response and/or anaphylactic episode -To confirm sensitization prior to beginning immunotherapy -To investigate the specificity of allergic reactions to insect venom allergens, drugs, or chemical allergens Testing for IgE antibodies isnot usefulin patients previously treated with immunotherapy to determine if residual clinical sensitivity exists, or in patients in whom the medical management does not depend upon identification of allergen specificity. | Fluorescence Enzyme Immunoassay (FEIA) | Yes | Sugarbeet Seed, IgE | Serum | Collection Container/Tube: Preferred:Serum gel Acceptable:Red top Submission Container/Tube:Plastic vial Specimen Volume:0.5 mL for every 5 allergens requested Collection Instructions:Centrifuge and aliquot serum into a plastic vial. | For 1 allergen: 0.3 mL For more than 1 allergen: (0.05 mL x number of allergens) + 0.25 mL dead space | Clinical manifestations of immediate hypersensitivity (allergic) diseases are caused by the release of proinflammatory mediators (histamine, leukotrienes, and prostaglandins) from IgE-sensitized effector cells (mast cells and basophils) when cell-bound IgE antibodies interact with an allergen. In vitro serum testing for IgE antibodies provides an indication of the immune response to allergens that may be associated with allergic disease. The allergens chosen for testing often depend upon the age of the patient, history of allergen exposure, season of the year, and clinical manifestations. In individuals predisposed to develop allergic disease, the sequence of sensitization and clinical manifestations proceed as follows: eczema and respiratory disease (rhinitis and bronchospasm) in infants and children less than 5 years due to food sensitivity (milk, egg, soy, and wheat proteins) followed by respiratory disease (rhinitis and asthma) in older children and adults due to sensitivity to inhalant allergens (dust mite, mold, and pollen inhalants). | Class,IgE kU/L,Interpretation, 0,<0.10,Negative, 0/1,0.10-0.34,Borderline/equivocal, 1,0.35-0.69,Equivocal, 2,0.70-3.49,Positive, 3,3.50-17.4,Positive, 4,17.5-49.9,Strongly positive, 5,50.0-99.9,Strongly positive, 6,> or =100,Strongly positive, | Detection of IgE antibodies in serum (class 1 or greater) indicates an increased likelihood of allergic disease as opposed to other etiologies and defines the allergens that may be responsible for eliciting signs and symptoms. The level of IgE antibodies in serum varies directly with the concentration of IgE antibodies expressed as a class score or kU/L. | Testing for IgE antibodies is not useful in patients previously treated with immunotherapy to determine if residual clinical sensitivity exists or in patients in whom the medical management does not depend upon identification of allergen specificity. Some individuals with clinically insignificant sensitivity to allergens may have measurable levels of IgE antibodies in serum, and test results must be interpreted in the clinical context. False-positive results for IgE antibodies may occur in patients with markedly elevated serum IgE (>2500 kU/L) due to nonspecific binding to allergen solid phases. | Homburger HA, Hamilton RG: Allergic diseases. In: McPherson RA, Pincus MR, eds. Henry's Clinical Diagnosis and Management by Laboratory Methods. 23rd ed. Elsevier; 2017:1057-1070 | Specific IgE from the patient's serum reacts with the allergen of interest, which is covalently coupled to an ImmunoCAP. After washing away nonspecific IgE, enzyme-labeled anti-IgE antibody is added to form a complex. After incubation, unbound anti-IgE is washed away, and the bound complex incubated with a developing agent. After stopping the reaction, the fluorescence of the eluate is measured. Fluorescence is proportional to the amount of specific IgE present in the patient's sample (ie, the higher the fluorescence value, the more IgE antibody is present).(Package insert: ImmunoCAP System Specific IgE FEIA. Phadia; Rev 06/2020) | Same day/1 to 3 days | 14 days | This test was developed and its performance characteristics determined by Mayo Clinic in a manner consistent with CLIA requirements. It has not been cleared or approved by the US Food and Drug Administration. | 86003 | Sugarbeet Seed, IgE | 24165-3 | SBSE | Sugarbeet Seed, IgE | 24165-3
SFZ | Sulfamethoxazole, Serum | Monitoring sulfamethoxazole therapy to ensure drug absorption, clearance, or compliance | Liquid Chromatography Mass Spectrometry (LC-MS/MS) | Yes | Sulfamethoxazole, S | Serum Red | Supplies:Sarstedt Aliquot Tube, 5 mL (T914) Collection Container/Tube:Red top (gel tubes/SST arenotacceptable) Submission Container/Tube:Plastic vial Specimen Volume:1 mL Collection Instructions: 1. Serum for a peak level should be collected 60 minutes after dose. 2. Within 2 hours of collection, centrifuge and aliquot serum into a plastic vial. | 0.5 mL | Sulfamethoxazole is a sulfonamide antibiotic that is administered in conjunction with another antibacterial, trimethoprim. These agents are used to treat a variety of infections, including methicillin-resistantStaphylococcus aureus,and for prophylaxis in immunosuppressed patients, such as individuals who are HIV positive. Therapeutic drug monitoring is not commonly performed unless there are concerns about adequate absorption, clearance, or compliance. Monitoring of sulfamethoxazole is indicated only when prolonged (>3 months) therapy is required. Sulfamethoxazole is absorbed readily after oral administration, with peak serum concentration occurring 1 to 4 hours after an oral dose. Its average elimination half-life is approximately 10 hours. Toxicity includes crystalluria with resultant calculi and kidney disease. Toxicity is due to a high concentration of acetylated, relatively insoluble forms of the drug. Excess fluid should be taken with sulfamethoxazole to avoid formation of urine sulfonamide crystals. | >50 mcg/mL (Peak) | Peak concentrations of sulfamethoxazole should be obtained 1 hour after the end of an intravenous dose or 2 to 3 hours after an oral dose, while peak concentrations of trimethoprim can be collected at least 1 hour after an oral dose. Serum drug concentrations should be interpreted with respect to the minimal inhibitory concentration of targeted organisms. Most patients will display peak steady-state serum concentrations greater than 50 mcg/mL when collected at least 1 hour after an oral dose. Target concentrations may be higher, depending on the intent of therapy. ForPneumocystis cariniipneumonia (PCP pneumonia), peak concentrations: 100-150 mcg/mL Toxicity: >200 mcg/mL Toxicity (formation of urinary crystals) associated with sulfamethoxazole occurs with prolonged exposure to serum concentrations greater than 125 mcg/mL. Trimethoprim: Most patients will display peak steady-state serum concentrations of more than 2.0 mcg/mL when the specimen is collected at least 1 hour after an oral dose. Target concentrations may be higher depending on the intent of therapy. | Specimens collected in serum gel tubes are not acceptable, as the drug can absorb on the gel and lead to falsely decreased concentrations. | 1. Hughes WT, Feldman S, Chaudhary SC, Ossi MJ, Cox F, Sanyal SK. Comparison of pentamidine isethionate and trimethoprim-sulfamethoxazole in the treatment of Pneumocystis carinii pneumonia. J Pediatr. 1978;92(2):285-291. doi:10.1016/s0022-3476(78)80028-6 2. Dao BD, Barreto JN, Wolf RC, Dierkhising RA, Plevak MF, Tosh PK. Serum peak sulfamethoxazole concentrations demonstrate difficulty in achieving a target range: a retrospective cohort study. Curr Ther Res Clin Exp. 2014;76:104-109. doi:10.1016/j.curtheres.2014.08.003 3. Young T, Oliphant C, Araoyinbo I, Volmink J. Co-trimoxazole prophylaxis in HIV: the evidence. S Afr Med J. 2008;98(4):258-259 4. Avdic E, Cosgrove SE. Management and control strategies for community-associated methicillin-resistantStaphylococcusaureus. Expert Opin Pharmacother. 2008;9(9):1463-1479. doi:10.1517/14656566.9.9.1463 5. Kamme C, Melander A, Nilsson N. Serum and saliva concentrations of sulfamethoxazole and trimethoprim in adults in children: relation between saliva concentrations and in vitro activity against nasopharyngeal pathogens. Scand J Infect Dis. 1983;15(1):107-113. doi:10.3109/inf.1983.15.issue-1.18 6. Brunton LL, Hilal-Dandan R, Knollmann BC, eds. Goodman, Gilman's: The Pharmacological Basis of Therapeutics. 13th ed. McGraw-Hill Publishing; 2018 | Samples are extracted with analyte detection by tandem mass spectrometry.(Unpublished Mayo method) | 2 to 5 days | 14 days | This test was developed and its performance characteristics determined by Mayo Clinic in a manner consistent with CLIA requirements. It has not been cleared or approved by the US Food and Drug Administration. | 80299 | Sulfamethoxazole, S | 10342-4 | 8238 | Sulfamethoxazole, S | 10342-4
SULFU | Sulfate, 24 Hour, Urine | Assessing the nutrition intake of animal protein The calculation of urinary supersaturation of various crystals or stones | High-Pressure Ion Chromatography (HPIC) | Yes | Sulfate, 24 Hr, U | Urine | Supplies:Sarstedt 5 mL Aliquot Tube (T914) Container/Tube:Plastic, 5-mL urine tube Specimen Volume:4 mL Collection Instructions: 1. Collect urine for 24 hours. 2. Collection instructions withno preservative: -Specimen must be kept refrigerated during and after collection. 3. Collection instructionswith preservative: a. If preservative isnotaddedbeforecollection, the specimenmust be kept refrigerated until preservative is added. b. Preservative must be addedwithin 4 hoursof the end of collection. 4. Specimen pH should be between 4.5 and 8 and will stay in this range if kept refrigerated. Specimens with pH >8 indicate bacterial contamination, and testing will be cancelled. Do not attempt to adjust pH as it will adversely affect results. Additional Information:SeeUrine Preservatives-Collection and Transportation for 24-Hour Urine Specimensfor multiple collections. | 1 mL | Urinary sulfate is a reflection of dietary protein intake, particularly meat, fish,and poultry, which are rich in sulfur-containing amino acids methionine andcysteine. Urinary sulfate can be used to assess dietary protein intake fornutritional purposes. A protein-rich diet has been associated with anincreased risk for stone formation, possibly due, in part, to an increase inurinary calcium excretion caused by acid production from metabolism ofsulfur-containing amino acids.(1,2) Indeed, urinary sulfate excretion is higher inpatients who have kidney stones than in individuals who do not form stones.Thus, urinary sulfate excretion may provide an index for protein-inducedcalciuria.(1) Sulfate is a major anion in the urine that has significant affinity for cations andmodulates the availability of cations for reacting with other anions in theurine. It thus is an important factor of urinary supersaturation(3) for variouscrystals or stones such as calcium oxalate, hydroxyapatite, and brushite. Forexample, a high sulfate concentration may modulate the availability ofcalcium for reacting with oxalate and thus affect the propensity for calciumoxalate stone or crystal formation. Urinary sulfate also has a major impact onbuffering or providing hydrogen ions and as such modulates thesupersaturation of uric acid. | 7-47 mmol/24 hours | Urinary sulfate is a reflection of dietary protein intake, particularly ofmeat, and thus can be used as an index of nutritional protein intake. It also is used in the calculation of urinary supersaturation of variouscrystals or stones. | No significant cautionary statements | 1. Rodgers A, Gauvin D, Edeh S, et al. Sulfate but not thiosulfate reduces calculated and measured urinary ionized calcium and supersaturation: implications for the treatment of calcium renal stones. PLoS ONE. 2014;9(7):e103602. doi:10.1371/journal.pone.0103602 2. Magee EA, Curno R, Edmond LM, Cummings JH. Contribution of dietary protein and inorganic sulfur to urinary sulfate: toward a biomarker of inorganic sulfur intake. Am J Clin Nutr. 2004;80(1):137-142 3. Houterman S, van Faassen A, Ocke MC, et al. Is urinary sulfate a biomarker for the intake of animal protein and meat?. Cancer Lett. 1997;114(1-2):295-296 | A high pressure ion chromatography system (HPICS) utilizes an anion exchange column to separate sulfate from other anions present in urine. Detection of sulfate is done by conductivity change as eluent flows through a conductivity cell of a conductivity detector. The Thermo IC system is operated through a PC computer using thermo Chromeleon 7 software.(Christison T, Lopez L. Determination of Inorganic Anions in Acid Rain Using a Dedicated High-Pressure Capillary Ion Chromatography System. Technical Note 124 Thermo Scientific; 2016) | 1 to 3 days | 7 days | This test was developed and its performance characteristics determined by Mayo Clinic in a manner consistent with CLIA requirements. It has not been cleared or approved by the US Food and Drug Administration. | 84392 | Sulfate, 24 Hr, U | 26889-6 | SUL_C | Sulfate Concentration, 24 Hr, U | 12920-5
FSUAB | Sulfatide Autoantibody Test |  | Enzyme-Linked Immunosorbent Assay (ELISA) | Yes | Sulfatide Autoantibody Test | Serum | Collection Container/Tube:5 mL Red/Serum gel tube is also acceptable. Submission Container/Tube:Plastic vial Collection Instructions: 1. Draw blood in a plain, red-top tube(s), serum gel tube isacceptable. 2. Centrifuge and send 2 mL of serum refrigerated in a plastic vial. | 0.5 mL | Background information: Peripheral neuropathies (PNs) are a group of neurological disorders affecting one or more of the peripheral nerves (1,2). Causes of PN include nerve compression, genetic mutations, inflammation, metabolic abnormalities, vitamin deficiencies, exposure to toxins or drugs, or the presence of autoimmune antibodies (1). Symptoms of PN vary based on location and mechanism of nerve damage but can include sensory impairment, distal weakness, loss of sensation, muscle weakness, and pain (1,2). PNs are typically classified based on the types of nerves affected, predominantly motor, predominantly sensory, or a combination of both (2). IgG and more commonly IgM Antibodies to sulfatide have been associated with sensory and sensory-motor neuropathies sometimes accompanied by pain (3,4,5). Additionally, IgG anti-sulfatide antibodies have been associated with distal sensory polyneuropathy (DSP) in individuals with HIV (6). | A final report will be attached in MayoAccess. |  | Limitations of analysis: Although rare, false positive or false negative results may occur. All results should be interpreted in the context of clinical findings, relevant history, and other laboratory data. | 1.Andreoli et al. (2007) Cecil Essentials of Medicine. 7thed. Sauders Elsevier. (ISBN-13: 978-1-4160-2933-5) 2. Latov, N. (2007) Peripheral Neuropathy: When the Numbness, Weakness and Pain Won't Stop. AAN press. (ISBN-13: 978-1-932603-59-0) 3. Pestronk, A, et al. (1991) Neurology 41: 357-62, (PMID: 1706491) 4. Lopate, G, et al. (1997) J Neurol Neurosurg Psychiatry 62: 581-5. (PMID: 9219742) 5.van den Berg, LH, et al. (1993) J Neurol Neurosurg Psychiatry 56: 1164-8. (PMID: 8229027) 6. Lopate, G, et al. (2005) Neurology 64: 1632-4. (PMID: 15883332) |  | 7 to 14 days | 12 months | This test was developed and its performance characteristics have been determined by Athena Diagnostics. Performance characteristics refer to the analytical performance of the test. | 83520 x2 Immunoassay, analyte, quant; not otherwise specified | Sulfatide Autoantibody Test | Not Provided | FSUAB | Sulfatide Autoantibody Test | Not Provided
FSLFU | Sulfonylurea Screen, Urine |  | Liquid Chromatography/Tandem Mass Spectrometry (LC/MS/MS) | Yes | Sulfonylurea Screen, QT, UR | Urine | Collection Container: Plastic urine container Specimen Volume: 5 mL Collection Instructions: | 1.2 mL |  | Reference Range:Not Established Acetohexamide, URug/mL Chlorpropamide, URug/mL Tolazamide, URug/mL Tolbutamide, URug/mL Glimepiride, URng/mL Glipizide, URng/mL Glyburide, URng/mL Nateglinide, URng/mL Repaglinide, URng/mL |  |  |  |  | 5 to 11 days |  |  | 80377 | Sulfonylurea Screen, QT, UR | Not Provided | Z3274 | Repaglinide, UR | 73689-2
FSUNG | Sunflower Seed IgG |  | Enzyme Immunoassay (FEIA) | No | Sunflower Seed IgG | Serum | Collection Container/Tube: Preferred: Red Top Acceptable: Serum gel Submission Container/tube: Plastic vial Specimen Volume: 0.5 mL Collection Instructions: 1. Draw blood in a plain red-top tube(s), serum gel tube(s) is acceptable. 2. Centrifuge and aliquot 0.5 mL of serum into a plastic vial. 3. Send refrigerate. | See Specimen Required |  | Reference ranges have not been established for food-specific IgG tests. | The clinical utility of food-specific IgG tests has not been established. These tests can be used in special clinical situations to select foods for evaluation by diet elimination and challenge in patients who have food-related complaints. It should be recognized that the presence of food-specific IgG alone cannot be taken as evidence of food allergy and only indicates immunologic sensitization by the food allergen in question. This test should only be ordered by physicians who recognize the limitations of the test. |  |  |  | 5 to 7 days |  | This test was developed and its performance characteristics determined by Eurofins Viracor. It has not been cleared or approved by the U.S. Food and Drug Administration. | 86001 | Sunflower Seed IgG | 60407-4 | FSUNG | Sunflower Seed IgG | 60407-4
SUNFS | Sunflower Seed, IgE, Serum | Establishing a diagnosis of an allergy to sunflower seed Defining the allergen responsible for eliciting signs and symptoms Identifying allergens: -Responsible for allergic response and/or anaphylactic episode -To confirm sensitization prior to beginning immunotherapy -To investigate the specificity of allergic reactions to insect venom allergens, drugs, or chemical allergens | Fluorescence Enzyme Immunoassay (FEIA) | Yes | Sunflower Seed, IgE | Serum | Collection Container/Tube: Preferred:Serum gel Acceptable:Red top Submission Container/Tube:Plastic vial Specimen Volume:0.5 mL for every 5 allergens requested Collection Instructions:Centrifuge and aliquot serum into a plastic vial. | For 1 allergen: 0.3 mL For more than 1 allergen: (0.05 mL x number of allergens) + 0.25 mL deadspace | Clinical manifestations of immediate hypersensitivity (allergic) diseases are caused by the release of proinflammatory mediators (histamine, leukotrienes, and prostaglandins) from IgE-sensitized effector cells (mast cells and basophils) when cell-bound IgE antibodies interact with an allergen. In vitro serum testing for IgE antibodies provides an indication of the immune response to allergens that may be associated with allergic disease. The allergens chosen for testing often depend upon the age of the patient, history of allergen exposure, season of the year, and clinical manifestations. In individuals predisposed to develop allergic disease, the sequence of sensitization and clinical manifestations proceed as follows: eczema and respiratory disease (rhinitis and bronchospasm) in infants and children less than 5 years due to food sensitivity (milk, egg, soy, and wheat proteins) followed by respiratory disease (rhinitis and asthma) in older children and adults due to sensitivity to inhalant allergens (dust mite, mold, and pollen inhalants). | Class,IgE kU/L,Interpretation, 0,<0.10,Negative, 0/1,0.10-0.34,Borderline/equivocal, 1,0.35-0.69,Equivocal, 2,0.70-3.49,Positive, 3,3.50-17.4,Positive, 4,17.5-49.9,Strongly positive, 5,50.0-99.9,Strongly positive, 6,> or =100,Strongly positive, | Detection of IgE antibodies in serum (class 1 or greater) indicates an increased likelihood of allergic disease as opposed to other etiologies and defines the allergens that may be responsible for eliciting signs and symptoms. The level of IgE antibodies in serum varies directly with the concentration of IgE antibodies expressed as a class score or kU/L. | Testing for IgE antibodies is not useful in patients previously treated with immunotherapy to determine if residual clinical sensitivity exists or in patients in whom the medical management does not depend upon identification of allergen specificity. Some individuals with clinically insignificant sensitivity to allergens may have measurable levels of IgE antibodies in serum, and test results must be interpreted in the clinical context. False-positive results for IgE antibodies may occur in patients with markedly elevated serum IgE (>2500 kU/L) due to nonspecific binding to allergen solid phases. | Homburger HA, Hamilton RG: Allergic diseases. In: McPherson RA, Pincus MR, eds. Henry's Clinical Diagnosis and Management by Laboratory Methods. 23rd ed. Elsevier; 2017:1057-1070 | Specific IgE from the patient's serum reacts with the allergen of interest, which is covalently coupled to an ImmunoCAP. After washing away nonspecific IgE, enzyme-labeled anti-IgE antibody is added to form a complex. After incubation, unbound anti-IgE is washed away, and the bound complex incubated with a developing agent. After stopping the reaction, the fluorescence of the eluate is measured. Fluorescence is proportional to the amount of specific IgE present in the patient's sample (ie, the higher the fluorescence value, the more IgE antibody is present).(Package insert: ImmunoCAP System Specific IgE FEIA. Phadia; Rev 06/2020) | Same day/1 to 3 days | 14 days | This test has been cleared, approved, or is exempt by the US Food and Drug Administration and is used per manufacturer's instructions. Performance characteristics were verified by Mayo Clinic in a manner consistent with CLIA requirements. | 86003 | Sunflower Seed, IgE | 6258-8 | SUNFS | Sunflower Seed, IgE | 6258-8
SUNF | Sunflower, IgE, Serum | Establishing the diagnosis of an allergy to sunflower Defining the allergen responsible for eliciting signs and symptoms Identifying allergens: -Responsible for allergic response and/or anaphylactic episode -To confirm sensitization prior to beginning immunotherapy -To investigate the specificity of allergic reactions to insect venom allergens, drugs, or chemical allergens Testing for IgE antibodies isnot usefulin patients previously treated with immunotherapy to determine if residual clinical sensitivity exists, or in patients in whom the medical management does not depend upon identification of allergen specificity. | Fluorescence Enzyme Immunoassay (FEIA) | Yes | Sunflower, IgE | Serum | Collection Container/Tube: Preferred:Serum gel Acceptable:Red top Submission Container/Tube:Plastic vial Specimen Volume:0.5 mL for every 5 allergens requested Collection Instructions:Centrifuge and aliquot serum into a plastic vial. | For 1 allergen: 0.3 mL For more than 1 allergen: (0.05 mL x number of allergens) + 0.25 mL dead space | Clinical manifestations of immediate hypersensitivity (allergic) diseases are caused by the release of proinflammatory mediators (histamine, leukotrienes, and prostaglandins) from IgE-sensitized effector cells (mast cells and basophils) when cell-bound IgE antibodies interact with an allergen. In vitro serum testing for IgE antibodies provides an indication of the immune response to allergens that may be associated with allergic disease. The allergens chosen for testing often depend upon the age of the patient, history of allergen exposure, season of the year, and clinical manifestations. In individuals predisposed to develop allergic disease, the sequence of sensitization and clinical manifestations proceed as follows: eczema and respiratory disease (rhinitis and bronchospasm) in infants and children less than 5 years due to food sensitivity (milk, egg, soy, and wheat proteins) followed by respiratory disease (rhinitis and asthma) in older children and adults due to sensitivity to inhalant allergens (dust mite, mold, and pollen inhalants). | Class,IgE kU/L,Interpretation, 0,<0.10,Negative, 0/1,0.10-0.34,Borderline/equivocal, 1,0.35-0.69,Equivocal, 2,0.70-3.49,Positive, 3,3.50-17.4,Positive, 4,17.5-49.9,Strongly positive, 5,50.0-99.9,Strongly positive, 6,> or =100,Strongly positive, | Detection of IgE antibodies in serum (class 1 or greater) indicates an increased likelihood of allergic disease as opposed to other etiologies and defines the allergens that may be responsible for eliciting signs and symptoms. The level of IgE antibodies in serum varies directly with the concentration of IgE antibodies expressed as a class score or kU/L. | Testing for IgE antibodies is not useful in patients previously treated with immunotherapy to determine if residual clinical sensitivity exists or in patients in whom the medical management does not depend upon identification of allergen specificity. Some individuals with clinically insignificant sensitivity to allergens may have measurable levels of IgE antibodies in serum, and test results must be interpreted in the clinical context. False-positive results for IgE antibodies may occur in patients with markedly elevated serum IgE (>2500 kU/L) due to nonspecific binding to allergen solid phases. | Homburger HA, Hamilton RG: Allergic diseases. In: McPherson RA, Pincus MR, eds. Henry's Clinical Diagnosis and Management by Laboratory Methods. 23rd ed. Elsevier; 2017:1057-1070 | Specific IgE from the patient's serum reacts with the allergen of interest, which is covalently coupled to an ImmunoCAP. After washing away nonspecific IgE, enzyme-labeled anti-IgE antibody is added to form a complex. After incubation, unbound anti-IgE is washed away, and the bound complex incubated with a developing agent. After stopping the reaction, the fluorescence of the eluate is measured. Fluorescence is proportional to the amount of specific IgE present in the patient's sample (ie, the higher the fluorescence value, the more IgE antibody is present).(Package insert: ImmunoCAP System Specific IgE FEIA. Phadia; Rev 06/2020) | 1 to 3 days | 14 days | This test was developed and its performance characteristics determined by Mayo Clinic in a manner consistent with CLIA requirements. It has not been cleared or approved by the US Food and Drug Administration. | 86003 | Sunflower, IgE | 7726-3 | SUNF | Sunflower, IgE | 7726-3
SUP24 | Supersaturation Profile, 24 Hour, Urine | Diagnosis and management of patients with renal lithiasis: -Predicting the likely composition of the stone, in patients who have a radiopaque stone, for whom stone analysis is not available -May aid in designing a treatment program Aiding in identification of specific risk factors for stones using a 24-hour urine collection Monitoring the effectiveness of therapy by confirming that the crystallization potential has indeed decreased Evaluating kidney excretion of acid and urine pH Estimating a patient's protein intake | AMMT, CITT, OXUT: Enzymatic OSMUT: Freezing Point Depression SULFT: High-Performance Ion Chromatography (HPIC) CALUT, POUT: Photometric MAGT: Colorimetric Endpoint Assay UPHT: pH Meter NAUT, KUT, CLUT: Potentiometric, Indirect Ion-Selective Electrode (ISE) CTUT: Enzymatic Colorimetric Assay URICT: Uricase UNT: Kinetic UV Assay PCRUT, SSINT: Calculation | Yes | Supersaturation, 24 HR, U | Urine | Patient Preparation: X-ray dyes and contrast media will affect uric acid test results. -If a kidney X-ray with dye or computerized tomography (CT) scan with contrast has been performed, patient should wait a minimum of 1 day before starting collection. -If a cholangiography (bile duct X-ray) has performed, patient should wait 7 days before starting collection. -Urine must be collected before tablets have been taken for gallbladder X-ray, otherwise patient should wait 7 days before starting collection. Supplies:Diazolidinyl Urea (Germall) 5.0 mL (T822) Collection Container/Tube:24-hour graduated urine container with no metal cap or glued insert Submission Container/Tube:Plastic, 60-mL urine bottle Specimen Volume:35 mL Collection Instructions: 1. Add 5 mL of diazolidinyl urea as preservative at start of collection or refrigerate specimen during and after collection. 2. Collect urine for 24 hours. 3. Specimen pH should be between 4.5 and 8 and will stay in this range if diazolidinyl urea is added at the beginning of the collection or kept refrigerated during the entirety of the collection. Specimens with pH above 8 indicate bacterial contamination, and testing will be canceled. Do not attempt to adjust pH as it will adversely affect results. 4.If not using Germall, the specimen must be kept refrigeratedduring the entirety of the collection and sent frozen. Additional Information:SeeUrine Preservatives-Collection and Transportation for 24-Hour Urine Specimensfor multiple collections. | 25 mL | Urine is often supersaturated, which favors precipitation of several crystalline phases, such as calcium oxalate, calcium phosphate, and uric acid. However, crystals do not always form in supersaturated urine because supersaturation is balanced by crystallization inhibitors that are present in the urine. Urinary inhibitors include ions (eg, citrate) and macromolecules but remain poorly understood. Urine supersaturation is calculated by measuring the concentration of all the ions that can interact (potassium, calcium, phosphorus, oxalate, uric acid, citrate, magnesium, sodium, chloride, sulfate, and pH). Once the concentrations of all the relevant urinary ions are known, a computer program can calculate the theoretical supersaturation with respect to the important crystalline phases (eg, calcium oxalate).(1) Since the supersaturation of urine has been shown to correlate with stone type,(2) therapy is often targeted towards decreasing the urinary supersaturations identified. Treatment strategies include alterations in diet and fluid intake as well as drug therapy; all designed to decrease the urine supersaturation. | SUPERSATURATION REFERENCE MEANS (Delta G: DG) Men: Calcium oxalate: 1.89 DG Brushite: 0.46 DG Hydroxyapatite: 4.19 DG Uric acid: 1.18 DG Women: Calcium oxalate: 1.59 DG Brushite: -0.11 DG Hydroxyapatite: 3.62 DG Uric acid: 0.89 DG INDIVIDUAL URINE ANALYTES OSMOLALITY, 24 HOUR, URINE 0-11 months: 50-750 mOsm/kg > or =12 months: 150-1,150 mOsm/kg pH, 24 HOUR, URINE 4.5-8.0 SODIUM, 24 HOUR, URINE > or =18 years: 22-328 mmol/24 h Reference values have not been established for patients who are younger than 18 years. POTASSIUM, 24 HOUR, URINE > or =18 years: 16-105 mmol/24 h Reference values have not been established for patients who are younger than 18 years. CALCIUM, 24 HOUR, URINE Males: <250 mg/24 h Females: <200 mg/24 h Reference values have not been established for patients who are younger than 18 years. MAGNESIUM, 24 HOUR, URINE 51-269 mg/24 h Reference values have not been established for patients who are younger than 18 years. CHLORIDE, 24 HOUR, URINE > or =18 years: 34-286 mmol/24 h Reference values have not been established for patients who are younger than 18 years. PHOSPHORUS, 24 HOUR, URINE > or =18 years: 226-1,797 mg/24 h Reference values have not been established for patients who are younger than 18 years. SULFATE, 24 HOUR, URINE 7-47 mmol/24 h CITRATE EXCRETION, 24 HOUR, URINE 0-19 years: Not established 20 years: 150-1,191 mg/24 h 21 years: 157-1,191 mg/24 h 22 years: 164-1,191 mg/24 h 23 years: 171-1,191 mg/24 h 24 years: 178-1,191 mg/24 h 25 years: 186-1,191 mg/24 h 26 years: 193-1,191 mg/24 h 27 years: 200-1,191 mg/24 h 28 years: 207-1,191 mg/24 h 29 years: 214-1,191 mg/24 h 30 years: 221-1,191 mg/24 h 31 years: 228-1,191 mg/24 h 32 years: 235-1,191 mg/24 h 33 years: 242-1,191 mg/24 h 34 years: 250-1,191 mg/24 h 35 years: 257-1,191 mg/24 h 36 years: 264-1,191 mg/24 h 37 years: 271-1,191 mg/24 h 38 years: 278-1,191 mg/24 h 39 years: 285-1,191 mg/24 h 40 years: 292-1,191 mg/24 h 41 years: 299-1,191 mg/24 h 42 years: 306-1,191 mg/24 h 43 years: 314-1,191 mg/24 h 44 years: 321-1,191 mg/24 h 45 years: 328-1,191 mg/24 h 46 years: 335-1,191 mg/24 h 47 years: 342-1,191 mg/24 h 48 years: 349-1,191 mg/24 h 49 years: 356-1,191 mg/24 h 50 years: 363-1,191 mg/24 h 51 years: 370-1,191 mg/24 h 52 years: 378-1,191 mg/24 h 53 years: 385-1,191 mg/24 h 54 years: 392-1,191 mg/24 h 55 years: 399-1,191 mg/24 h 56 years: 406-1,191 mg/24 h 57 years: 413-1,191 mg/24 h 58 years: 420-1,191 mg/24 h 59 years: 427-1,191 mg/24 h 60 years: 434-1,191 mg/24 h >60 years: Not established OXALATE, 24 HOUR, URINE 0.11-0.46 mmol/24 h 9.7-40.5 mg/24 h Reference values have not been established for patients who are younger than 16 years. URIC ACID, 24 HOUR, URINE Males: > or =18 years: 200-1,000 mg/24 h Females: > or =18 years: 250-750 mg/24 h Reference values have not been established for patients who are younger than 18 years. CREATININE, 24 HOUR, URINE Males: > or =18 years: 930-2,955 mg/24 h Females: > or =18 years: 603-1,783 mg/24 h Reference values have not been established for patients who are younger than 18 years. AMMONIUM, 24 HOUR, URINE 15-56 mmol/24 h Reference values have not been established for patients who are younger than 18 years or older than 77 years. UREA NITROGEN, 24 HOUR, URINE > or =18 years: 7-42 g/24 h Reference values have not been established for patients who are younger than 18 years. PROTEIN CATABOLIC RATE, 24 HOUR, URINE 56-125 g/24 h | Delta G (DG), the Gibbs free energy of transfer from a supersaturated to a saturated solution, is negative for undersaturated solutions and positive for supersaturated solutions. In most cases, the supersaturation levels are slightly positive, even in normal individuals, but are balanced by an inhibitor activity. While the DG of urine is often positive, even in the urine of non-stone formers, on average, the DG is more positive in those individuals who do form kidney stones. The reference values were derived by comparing urinary DG values for the important stone-forming crystalline phases between a population of stone formers and a population of non-stone formers. DG values that are outside the expected range in a population of non-stone formers are marked abnormal. If the urine citrate is low, secondary causes should be excluded, including hypokalemia, renal tubular acidosis, gastrointestinal bicarbonate losses (eg, diarrhea or malabsorption), or an exogenous acid load (eg, excessive consumption of meat protein). A normal or increased citrate value suggests that potassium citrate may be a less effective choice for treatment of a patient with calcium oxalate or calcium phosphate stones. An increased urinary oxalate value may prompt a search for genetic abnormalities of oxalate production (ie, primary hyperoxaluria). Secondary hyperoxaluria can result from diverse gastrointestinal disorders that result in malabsorption. Milder hyperoxaluria could result from excess dietary oxalate consumption or reduced calcium (dairy) intake, perhaps even in the absence of gastrointestinal disease. High urine ammonium and low urinary pH suggest ongoing gastrointestinal losses. Such patients are at risk of uric acid and calcium oxalate stones. Low urine ammonium and high urine pH suggest renal tubular acidosis. Such patients are at risk of calcium phosphate stones. Patients with calcium oxalate and calcium phosphate stones are often treated with citrate to raise the urine citrate (a natural inhibitor of calcium oxalate and calcium phosphate crystal growth). However, since citrate is metabolized to bicarbonate (a base), this drug can also increase the urine pH. If the urine pH gets too high with citrate treatment, one may unintentionally increase the risk of calcium phosphate stones. Monitoring the urine ammonium concentration is one way to titrate the citrate dose and avoid this problem. A good starting citrate dose is about one-half of the urine ammonium excretion (in mEq of each). One can monitor the effect of this dose on urine ammonium, citrate, and pH values and adjust the citrate dose based on the response. A fall in urine ammonium levels should indicate whether the current citrate is enough to partially (but not completely) counteract the daily acid load of that given patient. The protein catabolic rate is calculated from urine urea. Under routine conditions, the required protein intake is often estimated as 0.8 g/ kg body weight. The results can be used to determine the likely effect of a therapeutic intervention on stone-forming risk. For example, taking oral potassium citrate will raise the urinary citrate excretion, which should reduce calcium phosphate supersaturation (by reducing free ionic calcium), but citrate administration also increases urinary pH (because it represents an alkali load), which promotes calcium phosphate crystallization. The net result of this or any therapeutic manipulation could be assessed by collecting a 24-hour urine and comparing the supersaturation calculation for calcium phosphate before and after therapy. Important stone-specific factors: -Calcium oxalate stones: urine volume, calcium, oxalate, citrate, and uric acid excretion are all risk factors that are possible targets for therapeutic intervention. -Calcium phosphate stones (apatite or brushite): urinary volume, calcium, pH, and citrate significantly influence the supersaturation of calcium phosphate. Of note, a urine pH below 6 may help reduce the tendency for these stones to form. -Uric acid stones: urine pH, volume, and uric acid excretion levels influence the supersaturation. Urine pH is especially critical, in that uric acid is unlikely to crystallize if the pH is above 6. -Sodium urate stones: alkaline pH and high uric acid excretion promote stone formation. A low urine volume is a universal risk factor for all types of kidney stones. | Urine is often supersaturated with respect to the common crystalline constituents of stones, even in non-stone formers. Individual interpretation of the supersaturation values in light of the clinical situation is critical. In particular, treatment may reduce the supersaturation with respect to one crystal type but increase the supersaturation with respect to another. Therefore, the specific goals of treatment must be considered when interpreting the test results. | 1. Werness PG, Brown CM, Smith LH, Finlayson B. EQUIL2: a BASIC computer program for the calculation of urinary saturation. J Urol. 1985;134(6):1242-1244 2. Parks JH, Coward M, Coe FL. Correspondence between stone composition and urine supersaturation in nephrolithiasis. Kidney Int. 1997;51(3):894-900 3. Finlayson B. Calcium stones: Some physical and clinical aspects. In: David DS, ed. Calcium Metabolism in Renal Failure and Nephrolithiasis. John Wiley and Sons; 1977:337-382 4. Burtis CA, Bruns DE:Tietz Fundamentals of Clinical Chemistry and Molecular Diagnostics. 7th ed. Saunders; 2014 5. Tiselius HG, Daudon M, Thomas K, Seitz C. Metabolic work-up of patients with urolithiasis: indications and diagnostic algorithm. Eur Urol Focus. 2017 Feb;3(1):62-71. doi:10.1016/j.euf.2017.03.014 | The major analytes evaluated are potassium, calcium, phosphorus, oxalate, uric acid, citrate, magnesium, sodium, chloride, sulfate, ammonium, urea nitrogen and pH. The protein catabolic rate is calculated from urine urea nitrogen using the formula: Protein catabolic rate (g/day) =[(UUN+4)*6.25] g Given the measured urine concentrations of these analytes and the known affinity constants of the ions for each other at the given pH, a computer program (EQUIL2) calculates a supersaturation for each ion pair of interest (eg, calcium oxalate). Results are expressed as a Delta G (DG) value for each ion pair. DG is the Gibbs free energy of transfer from a supersaturated to a saturated solution.(Werness PG, Brown CM, Smith LH, Finlayson B. EQUIL2: a BASIC computer program for the calculation of urinary saturation. J Urol. 1985;134(6):1242-1244; Moreira DM, Friedlander JI, Hartman C, Elsamra SE, Smith AD, Okeke Z. Using 24-hour urinalysis to predict stone type. J Urol. 2013;190(6):2106-2111) | 2 to 5 days | See Individual Test IDs | This test was developed and its performance characteristics determined by Mayo Clinic in a manner consistent with CLIA requirements. It has not been cleared or approved by the US Food and Drug Administration. | 82340-Calcium82436-Chloride82507-Citrate excretion82570-Creatinine83735-Magnesium83935-Osmolality83945-Oxalate83986-pH84105-Phosphorus84133-Potassium84300-Sodium84392-Sulfate84560-Uric acid82140-Ammonium84540-Urea Nitrogen | Supersaturation, 24 HR, U | 81232-1 | URC24 | Uric Acid, 24 HR, U | 3087-4
SUPRA | Supersaturation Profile, Random, Urine | Diagnosis and management of patients with renal lithiasis: -Predicting the likely composition of the stone, in patients who have a radiopaque stone, for whom stone analysis is not available which may help in designing a treatment program -Identifying specific risk factors for stones formation using a random urine collection -Monitoring the effectiveness of therapy by confirming that the crystallization potential has indeed decreased -Evaluation of kidney excretion of acid and urine pH | RACIT, RAAMM, RAOXU: Enzymatic RAOSM: Freezing Point Depression RASUL: High-Performance Ion Chromatography (HPIC) RAMAG: Colorimetric Endpoint Assay RACAL, RAPOU: Photometric RAPHU: pH Meter RANAU, RAKUR, RACLU: Potentiometric, Indirect Ion-Selective Electrode (ISE) RACTU: Enzymatic Colorimetric Assay RAURA: Uricase | No | Supersaturation, Random, U | Urine | Supplies: -Urine Tubes, 10 mL (T068) -Sarstedt Aliquot Tube, 5 mL (T914) Collection Container/Tube:90 mL urine container Submission Container/Tube:2 x 10 mL plastic urine tubesand 5 x 5 mL plastic urine tubes Specimen Volume:40 mL Collection Instructions: 1. Collect a random urine specimen, mix collection container thoroughly and divide the urine into 7 plastic tubes (2 x 10 mL and 5 x 5 mL). 2. Refrigerate specimen after collection. Specimen pH should be between 4.5 and 8 and will stay in this range if kept refrigerated. Specimens with pH above 8 indicate bacterial contamination, and testing will be canceled.Do notattempt to adjust pH as it will adversely affect results. | 30 mL | Urine is often supersaturated, which favors precipitation of several crystalline phases such as calcium oxalate, calcium phosphate, and uric acid. However, crystals do not always form in supersaturated urine because supersaturation is balanced by crystallization inhibitors that are present in the urine. Urinary inhibitors include ions (eg, citrate) and macromolecules but remain poorly understood. Urine supersaturation is calculated by measuring the concentration of all the ions that can interact (potassium, calcium, phosphorus, oxalate, uric acid, citrate, magnesium, sodium, chloride, sulfate, and pH). Once the concentrations of all the relevant urinary ions are known, a computer program can calculate the theoretical supersaturation with respect to the important crystalline phases (eg, calcium oxalate).(1) Since the supersaturation of urine has been shown to correlate with stone type,(2) therapy is often targeted towards decreasing the urinary supersaturations identified. Treatment strategies include alterations in diet and fluid intake as well as drug therapy; all designed to decrease the urine supersaturation. | The following analytes do not have any established reference values: Sodium, potassium, chloride, phosphorus, citrate, sulfate, and oxalate pH: 4.5-8.0 CREATININE > or =18 years old: 16-326 mg/dL Reference values have not been established for patients who are younger than 18 years. OSMOLALITY 0-11 months: 50-750 mOsm/kg > or =12 months: 150-1,150 mOsm/kg AMMONIUM 18-77 years: 3-65 mmol/L No reference values established for patients who are younger than 18 years or older than 77 years. CALCIUM 1 month-<12 months: 0.03-0.81 mg/mg creat 12 months-<24 months: 0.03-0.56 mg/mg creat 24 months-<3 years: 0.02-0.50 mg/mg creat 3 years-<5 years: 0.02-0.41 mg/mg creat 5 years-<7 years: 0.01-0.30 mg/mg creat 7 years-<10 years: 0.01-0.25 mg/mg creat 10 years-<18 years: 0.01-0.24 mg/mg creat 18 years-83 years: 0.05-0.27 mg/mg creat Reference values have not been established for patients who are younger than 1 month or older than 83 years. MAGNESIUM Magnesium/Creatinine Ratio: 1 month-<12 months: 0.10-0.48 mg/mg creat 12 months-<24 months: 0.09-0.37 mg/mg creat 24 months-<3 years: 0.07-0.34 mg/mg creat 3 years-<5 years: 0.07-0.29 mg/mg creat 5 years-<7 years: 0.06-0.21 mg/mg creat 7 years-<10 years: 0.05-0.18 mg/mg creat 10 years-<14 years: 0.05-0.15 mg/mg creat 14 years-<18 years: 0.05-0.13 mg/mg creat 18 years-83 years: 0.04-0.12 mg/mg creat Reference values have not been established for patients who are younger than 1 month or older than 83 years. | Delta G (DG), the Gibbs free energy of transfer from a supersaturated to a saturated solution, is negative for undersaturated solutions and positive for supersaturated solutions. In most cases, the supersaturation levels are slightly positive, even in normal individuals, but are balanced by an inhibitor activity. While the DG of urine is often positive, even in the urine of non-stone formers, on average, the DG is more positive in those individuals who do form kidney stones. The reference values are derived by comparing urinary DG values for the important stone-forming crystalline phases between a population of stone formers and a population of non-stone formers. Those DG values that are outside the expected range in a population of non-stone formers are marked abnormal. A normal or increased citrate value suggests that potassium citrate may be a less effective choice for treatment of a patient with calcium oxalate or calcium phosphate stones. If the urine citrate is low, secondary causes should be excluded including hypokalemia, renal tubular acidosis, gastrointestinal bicarbonate losses (eg, diarrhea or malabsorption), or an exogenous acid load (eg, excessive consumption of meat protein). An increased urinary oxalate value may prompt a search for genetic abnormalities of oxalate production (ie, primary hyperoxaluria). Secondary hyperoxaluria can result from diverse gastrointestinal disorders that result in malabsorption. Milder hyperoxaluria could result from excess dietary oxalate consumption or reduced calcium (dairy) intake, perhaps even in the absence of gastrointestinal disease. Low urine ammonium and high urine pH suggest renal tubular acidosis. Such patients are at risk of calcium phosphate stones. The results can be used to determine the likely effect of a therapeutic intervention on stone-forming risk. For example, taking oral potassium citrate will raise the urinary citrate excretion, which should reduce calcium phosphate supersaturation (by reducing free ionic calcium), but citrate administration also increases urinary pH (because it represents an alkali load), which promotes calcium phosphate crystallization. The net result of this or any therapeutic manipulation could be assessed by collecting a 24-hour urine and comparing the supersaturation calculation for calcium phosphate before and after therapy. Important stone-specific factors: -Calcium oxalate stones: Urine volume, calcium, oxalate, citrate,and uric acid excretion are all risk factors that are possible targets for therapeutic intervention. -Calcium phosphate stones (apatite or brushite): Urinary volume, calcium, pH, and citrate significantly influence the supersaturation of calcium phosphate. Of note, a urine pH below 6 may help reduce the tendency for these stones to form. -Uric acid stones: Urine pH, volume, and uric acid excretion levels influence the supersaturation. Urine pH is especially critical, in that uric acid is unlikely to crystallize if the pH is above 6. -Sodium urate stones: Alkaline pH and high uric acid excretion promote stone formation. A low urine volume is a universal risk factor for all types of kidney stones. The following reference means for calculated supersaturation apply to 24-hour timed collections. No information is available for random collections. Supersaturation Reference Means (Delta G: DG) Men: Calcium oxalate: 1.89 DG Brushite: 0.46 DG Hydroxyapatite: 4.19 DG Uric acid: 1.18 DG Women: Calcium oxalate: 1.59 DG Brushite: -0.11 DG Hydroxyapatite: 3.62 DG Uric acid: 0.89 DG Values for individual analytes that are part of this panel on a random urine collection are best interpreted as a ratio to the creatinine excretion. Following are pediatric reference ranges for the important analytes for which pediatric data is available. Oxalate/Creatinine (mg/mg) Age (year) 95th Percentile 0-0.5 <0.175 0.5-1 <0.139 1-2 <0.103 2-3 <0.08 3-5 <0.064 5-7 <0.056 7-17 <0.048 Matos V, Van Melle G, Werner D, Bardy D, Guignard JP. Urinary oxalate and urate to creatinine ratios in a healthy pediatric population. Am J Kidney Dis. 1999;34(2):e1 Uric Acid/Creatinine (mg/mg) Age (year) 5th Percentile 95th Percentile 0-0.5 >1.189 <2.378 0.5-1 >1.040 <2.229 1-2 >0.743 <2.080 2-3 >0.698 <1.932 3-5 >0.594 <1.635 5-7 >0.446 <1.189 7-10 >0.386 <0.832 10-14 >0.297 <0.654 14-17 >0.297 <0.594 Matos V, Van Melle G, Werner D, Bardy D, Guignard JP. Urinary oxalate and urate to creatinine ratios in a healthy pediatric population. Am J Kidney Dis. 1999;34(2):e1 Phosphate/Creatinine (mg/mg) Age (year) 5th Percentile 95th Percentile 0-1 >0.34 <5.24 1-2 >0.34 <3.95 2-3 >0.34 <3.13 3-5 >0.33 <2.17 5-7 >0.33 <1.19 7-10 >0.32 <0.97 10-14 >0.22 <0.86 14-17 >0.21 <0.75 Matos V, van Melle G, Boulat O, Markert M, Bachmann C, Guignard JP. Urinary phosphate/creatinine, calcium/creatinine, and magnesium/creatinine ratios in a healthy pediatric population. J Pediatr. 1997;131(2):252-257 Magnesium/Creatinine (mg/g) Age (year) 95th Percentile 0-1 <0.48 1-2 <0.37 2-3 <0.34 3-5 <0.29 5-7 <0.21 7-10 <0.18 10-14 <0.15 14-17 <0.13 Matos V, van Melle G, Boulat O, Markert M, Bachmann C, Guignard JP. Urinary phosphate/creatinine, calcium/creatinine, and magnesium/creatinine ratios in a healthy pediatric population. J Pediatr. 1997;131(2):252-257 Citrate/Creatinine (mg/mg) Age (year) 95th Percentile 5-18 <1.311 Srivastava T, Winston MJ, Auron A, Alon US. Urine calcium/citrate ratio in children with hypercalciuric stones. Pediatr Res. 2009;66(1):85-90 | The urine is often supersaturated with respect to the common crystalline constituents of stones, even in non-stone formers. Individual interpretation of the supersaturation values in the context of the clinical situation is critical. In particular, treatment may reduce the supersaturation with respect to one crystal type but increase the supersaturation with respect to another. Therefore, the specific goals of treatment must be considered when interpreting the test results. | 1. Werness PG, Brown CM, Smith LH, Finlayson B. EQUIL2: a BASIC computer program for the calculation of urinary saturation. J Urol. 1985;134(6):1242-1244 2. Parks JH, Coward M, Coe FL. Correspondence between stone composition and urine supersaturation in nephrolithiasis. Kidney Int. 1997;51(3):894-900 3. Finlayson B. Calcium stones: Some physical and clinical aspects. In: David DS, ed. Calcium Metabolism in Renal Failure and Nephrolithiasis. John Wiley and Sons; 1977:337-382 4. Burtis CA, Bruns DE. Tietz Fundamentals of Clinical Chemistry and Molecular Diagnostics. 7th ed. Saunders; 2014 5. Tiselius HG, Daudon M, Thomas K, Seitz C. Metabolic work-up of patients with urolithiasis: indications and diagnostic algorithm. Eur Urol Focus. 2017;3(1):62-71. doi:10.1016/j.euf.2017.03.014 | The major analytes evaluated are potassium, calcium, phosphorus, oxalate, uric acid, citrate, magnesium, sodium, chloride, sulfate, and pH. Given the measured urine concentrations of these analytes and the known affinity constants of the ions for each other at the given pH, a computer program (EQUIL2) calculates a supersaturation for each ion pair of interest (eg, calcium oxalate). Results are expressed as a delta G (DG) value for each ion pair. DG is the Gibbs free energy of transfer from a supersaturated to a saturated solution.(Werness PG, Brown CM, Smith LH, Finlayson B. EQUIL2: a BASIC computer program for the calculation of urinary saturation. J Urol. 1985;134[6]:1242-1244; Moreira DM, Friedlander JI, Hartman C, Elsamra SE, Smith AD, Okeke Z. Using 24-hour urinalysis to predict stone type. J Urol. 2013;190[6]:2106-2111) | 2 to 5 days | 7 days | This test was developed and its performance characteristics determined by Mayo Clinic in a manner consistent with CLIA requirements. It has not been cleared or approved by the US Food and Drug Administration. | 82310-Calcium82436-Chloride82507-Citrate excretion82570-Creatinine83735-Magnesium83935-Osmolality83945-Oxalate83986-pH84105-Phosphorus84133-Potassium84300-Sodium84392-Sulfate84560-Uric acid82140-Ammonium | Supersaturation, Random, U | 101929-8 | RAAMM | Ammonium, Random, U | 1842-4
SSH24 | Supersaturation Profile, Self-Collect, 24 Hour, Urine | Diagnosis and management of patients with renal lithiasis: -Predicting the likely composition of the stone, in patients who have a radiopaque stone, for whom stone analysis is not available -May aid in designing a treatment program Aiding in identification of specific risk factors for stones using a 24-hour urine collection Monitoring the effectiveness of therapy by confirming that the crystallization potential has indeed decreased Evaluating kidney excretion of acid and urine pH Estimating a patient's protein intake | AMMT, CITT, OXUT: Enzymatic OSMUT: Freezing Point Depression SULFT: High-Performance Ion Chromatography (HPIC) CALUT, POUT: Photometric MAGT: Colorimetric Endpoint Assay UPHT: pH Meter NAUT, KUT, CLUT: Potentiometric, Indirect Ion-Selective Electrode (ISE) CTUT: Enzymatic Colorimetric Assay URICT: Uricase UNT: Kinetic UV Assay PCRUT, SSIN1: Calculation | Yes | Supersaturation, 24 HR, Home Kit, U | Urine | Patient Preparation: X-ray dyes and contrast media will affect uric acid test results. -If a kidney X-ray with dye or computerized tomography (CT) scan with contrast has been performed, the patient should wait at least 24 hours before starting collection. -If a cholangiography (bile duct X-ray) has been performed, the patient should wait 7 days before starting collection. -If patient has taken tablets for a gallbladder X-ray, the patient should wait 7 days before starting collection. Supplies:SSH24Home Collection Kit(T921) Collection Container/Tube:24-hour graduated urine container with no metal cap or glued insert Submission Container/Tube:Plastic, 60-mL urine bottle Specimen Volume:35 mL Collection Instructions: 1. Order test each time the patient is to collect a 24-hour urine specimen at home and mail the specimen directly to Mayo Clinic Laboratories. 2. Order should be placed a minimum of 3 days prior to desired date of collection. 3. Enter patient's address information for each order created, including street address (post office [PO] boxes are not acceptable delivery locations), city, state abbreviation, zip code, country, and home phone number. 4. For each order, the SSH24 Home Collection kit will be mailed directly to the patient for self-collection (delivery to a PO box will not occur). This kit contains instructions for how to properly collect and transport the specimen after collection. | 25 mL | Urine is often supersaturated, which favors precipitation of several crystalline phases, such as calcium oxalate, calcium phosphate, and uric acid. However, crystals do not always form in supersaturated urine because supersaturation is balanced by crystallization inhibitors that are present in the urine. Urinary inhibitors include ions (eg, citrate) and macromolecules but remain poorly understood. Urine supersaturation is calculated by measuring the concentration of all the ions that can interact (potassium, calcium, phosphorus, oxalate, uric acid, citrate, magnesium, sodium, chloride, sulfate, and pH). Once the concentrations of all the relevant urinary ions are known, a computer program can calculate the theoretical supersaturation with respect to the important crystalline phases (eg, calcium oxalate).(1) Since the supersaturation of urine has been shown to correlate with stone type,(2) therapy is often targeted towards decreasing the urinary supersaturations identified. Treatment strategies include alterations in diet and fluid intake as well as drug therapy; all designed to decrease the urine supersaturation. | SUPERSATURATION REFERENCE MEANS (Delta G: DG) Men: Calcium oxalate: 1.89 DG Brushite: 0.46 DG Hydroxyapatite: 4.19 DG Uric acid: 1.18 DG Women: Calcium oxalate: 1.59 DG Brushite: -0.11 DG Hydroxyapatite: 3.62 DG Uric acid: 0.89 DG OSMOLALITY, 24 HOUR, URINE 0-11 months: 50-750 mOsm/kg > or =12 months: 150-1,150 mOsm/kg pH, 24 HR, U 4.5-8.0 SODIUM, 24 HOUR, URINE > or =18 years: 22-328 mmol/24 h Reference values have not been established for patients who are younger than 18 years. POTASSIUM. 24 HOUR, URINE > or =18 years: 16-105 mmol/24 h Reference values have not been established for patients who are younger than 18 years. CALCIUM, 24 HOUR, URINE Males: <250 mg/24 h Females: <200 mg/24 h Reference values have not been established for patients who are younger than 18 years. MAGNESIUM, 24 HOUR URINE > or =18 years:51-269 mg/24h Reference values have not been established for patients who are younger than 18 years. CHLORIDE, 24 HOUR URINE > or =18 years: 34-286 mmol/24 h Reference values have not been established for patients who are younger than 18 years. PHOSPHORUS, 24 HOUR, URINE > or =18 years: 226-1,797 mg/24 h Reference values have not been established for patients who are younger than 18 years of. SULFATE, 24 HOUR, URINE 7-47 mmol/24 h CITRATE EXCRETION, 24 HOUR, URINE 0-19 years: Not established 20 years: 150-1,191 mg/24 h 21 years: 157-1,191 mg/24 h 22 years: 164-1,191 mg/24 h 23 years: 171-1,191 mg/24 h 24 years: 178-1,191 mg/24 h 25 years: 186-1,191 mg/24 h 26 years: 193-1,191 mg/24 h 27 years: 200-1,191 mg/24 h 28 years: 207-1,191 mg/24 h 29 years: 214-1,191 mg/24 h 30 years: 221-1,191 mg/24 h 31 years: 228-1,191 mg/24 h 32 years: 235-1,191 mg/24 h 33 years: 242-1,191 mg/24 h 34 years: 250-1,191 mg/24 h 35 years: 257-1,191 mg/24 h 36 years: 264-1,191 mg/24 h 37 years: 271-1,191 mg/24 h 38 years: 278-1,191 mg/24 h 39 years: 285-1,191 mg/24 h 40 years: 292-1,191 mg/24 h 41 years: 299-1,191 mg/24 h 42 years: 306-1,191 mg/24 h 43 years: 314-1,191 mg/24 h 44 years: 321-1,191 mg/24 h 45 years: 328-1,191 mg/24 h 46 years: 335-1,191 mg/24 h 47 years: 342-1,191 mg/24 h 48 years: 349-1,191 mg/24 h 49 years: 356-1,191 mg/24 h 50 years: 363-1,191 mg/24 h 51 years: 370-1,191 mg/24 h 52 years: 378-1,191 mg/24 h 53 years: 385-1,191 mg/24 h 54 years: 392-1,191 mg/24 h 55 years: 399-1,191 mg/24 h 56 years: 406-1,191 mg/24 h 57 years: 413-1,191 mg/24 h 58 years: 420-1,191 mg/24 h 59 years: 427-1,191 mg/24 h 60 years: 434-1,191 mg/24 h >60 years: Not established OXALATE, 24 HOUR, URINE 0.11-0.46 mmol/24 h 9.7-40.5 mg/24 h URIC ACID, 24 HOUR, URINE Male: > or =18 years: 200-1,000 mg/24 h Female: > or =18 years: 250-750 mg/24 h Reference values have not been established for patients who are younger than 18 years. CREATININE, 24 HOUR, URINE Male: > or =18 years: 930-2,955 mg/24 h Female: > or =18 years: 603-1,783 mg/24 h Reference values have not been established for patients who are younger than 18 years. AMMONIUM, 24 HOUR, URINE 15-56 mmol/24 h Reference values have not been established for patients who are younger than18 years or older than 77 years. UREA NITROGEN, 24 HOUR, URINE > or =18 years: 7-42 g/24 h Reference values have not been established for patients who are younger than 18 years. PROTEIN CATABOLIC RATE, 24 HOUR, URINE 56-125 g/24h | Delta G (DG), the Gibbs free energy of transfer from a supersaturated to a saturated solution, is negative for undersaturated solutions and positive for supersaturated solutions. In most cases, the supersaturation levels are slightly positive, even in normal individuals, but are balanced by an inhibitor activity. While the DG of urine is often positive, even in the urine of non-stone formers, on average, the DG is more positive in those individuals who do form kidney stones. The reference values were derived by comparing urinary DG values for the important stone-forming crystalline phases between a population of stone formers and a population of non-stone formers. DG values that are outside the expected range in a population of non-stone formers are marked abnormal. If the urine citrate is low, secondary causes should be excluded including hypokalemia, renal tubular acidosis, gastrointestinal bicarbonate losses (eg, diarrhea or malabsorption), or an exogenous acid load (eg, excessive consumption of meat protein). A normal or increased citrate value suggests that potassium citrate may be a less effective choice for treatment of a patient with calcium oxalate or calcium phosphate stones. An increased urinary oxalate value may prompt a search for genetic abnormalities of oxalate production (ie, primary hyperoxaluria). Secondary hyperoxaluria can result from diverse gastrointestinal disorders that result in malabsorption. Milder hyperoxaluria could result from excess dietary oxalate consumption or reduced calcium (dairy) intake, perhaps even in the absence of gastrointestinal disease. High urine ammonium and low urinary pH suggest ongoing gastrointestinal losses. Such patients are at risk of uric acid and calcium oxalate stones. Low urine ammonium and high urine pH suggest renal tubular acidosis. Such patients are at risk of calcium phosphate stones. Patients with calcium oxalate and calcium phosphate stones are often treated with citrate to raise the urine citrate (a natural inhibitor of calcium oxalate and calcium phosphate crystal growth). However, since citrate is metabolized to bicarbonate (a base), this drug can also increase the urine pH. If the urine pH gets too high with citrate treatment, one may unintentionally increase the risk of calcium phosphate stones. Monitoring the urine ammonium concentration is one way to titrate the citrate dose and avoid this problem. A good starting citrate dose is about one-half of the urine ammonium excretion (in mEq of each). One can monitor the effect of this dose on urine ammonium, citrate, and pH values and adjust the citrate dose based upon the response. A fall in urine ammonium levels should indicate whether the current citrate is enough to partially (but not completely) counteract the daily acid load of that given patient. The protein catabolic rate is calculated from urine urea. Under routine conditions, the required protein intake is often estimated as 0.8 g/ kg body weight. The results can be used to determine the likely effect of a therapeutic intervention on stone-forming risk. For example, taking oral potassium citrate will raise the urinary citrate excretion, which should reduce calcium phosphate supersaturation (by reducing free ionic calcium), but citrate administration also increases urinary pH (because it represents an alkali load), which promotes calcium phosphate crystallization. The net result of this or any therapeutic manipulation could be assessed by collecting a 24-hour urine and comparing the supersaturation calculation for calcium phosphate before and after therapy. Important stone-specific factors: -Calcium oxalate stones: urine volume, calcium, oxalate, citrate, and uric acid excretion are all risk factors that are possible targets for therapeutic intervention. -Calcium phosphate stones (apatite or brushite): urinary volume, calcium, pH, and citrate significantly influence the supersaturation of calcium phosphate. Of note, a urine pH below 6 may help reduce the tendency for these stones to form. -Uric acid stones: urine pH, volume, and uric acid excretion levels influence the supersaturation. Urine pH is especially critical, in that uric acid is unlikely to crystallize if the pH is above 6. -Sodium urate stones: alkaline pH and high uric acid excretion promote stone formation. A low urine volume is a universal risk factor for all types of kidney stones. | Urine is often supersaturated with respect to the common crystalline constituents of stones, even in non-stone formers. Individual interpretation of the supersaturation values in light of the clinical situation is critical. In particular, treatment may reduce the supersaturation with respect to one crystal type but increase the supersaturation with respect to another. Therefore, the specific goals of treatment must be considered when interpreting the test results. | 1. Werness PG, Brown CM, Smith LH, Finlayson B. EQUIL2: a BASIC computer program for the calculation of urinary saturation. J Urol. 1985;134(6):1242-1244 2. Parks JH, Coward M, Coe FL. Correspondence between stone composition and urine supersaturation in nephrolithiasis. Kidney Int. 1997;51(3):894-900 3. Finlayson B. Calcium stones: Some physical and clinical aspects. In: David DS, ed. Calcium Metabolism in Renal Failure and Nephrolithiasis. John Wiley and Sons; 1977:337-382 4. Burtis CA, Bruns DE.Tietz Fundamentals of Clinical Chemistry and Molecular Diagnostics. 7th ed. Saunders, 2014 5. Tiselius HG, Daudon M, Thomas K, Seitz C. Metabolic work-up of patients with urolithiasis: indications and diagnostic algorithm. Eur Urol Focus. 2017;3(1):62-71. doi: 10.1016/j.euf.2017.03.014 | The major analytes evaluated are potassium, calcium, phosphorus, oxalate, uric acid, citrate, magnesium, sodium, chloride, sulfate, ammonium, urea nitrogen and pH. The protein catabolic rate is calculated from urine urea nitrogen using the formula: Protein catabolic rate (g/day) = [(UUN+4)* 6.25] g Given the measured urine concentrations of these analytes and the known affinity constants of the ions for each other at the given pH, a computer program (EQUIL2) calculates a supersaturation for each ion pair of interest (eg, calcium oxalate). Results are expressed as a Delta G (DG) value for each ion pair. DG is the Gibbs free energy of transfer from a supersaturated to a saturated solution.(Werness PG, Brown CM, Smith LH, Finlayson B. EQUIL2: a BASIC computer program for the calculation of urinary saturation. J Urol. 1985;134(6):1242-1244;Moreira DM, Friedlander JI, Hartman C, Elsamra SE, Smith AD, Okeke Z. Using 24-hour urinalysis to predict stone type. J Urol. 2013;190(6):2106-2111) | 2 to 5 days |  | This test was developed and its performance characteristics determined by Mayo Clinic in a manner consistent with CLIA requirements. It has not been cleared or approved by the US Food and Drug Administration. | 82340-Calcium82436-Chloride82507-Citrate excretion82570-Creatinine83735-Magnesium83935-Osmolality83945-Oxalate83986-pH84105-Phosphorus84133-Potassium84300-Sodium84392-Sulfate84560-Uric acid82140-Ammonium84540-Urea Nitrogen | Supersaturation, 24 HR, Home Kit, U | 81232-1 | CS006 | Patient Home Phone | No LOINC Needed
SNS | Supplemental Newborn Screen, Blood Spot | Presymptomatic identification of disorders to allow for early initiation of treatment and consequent improvement in the long-term prognosis of affected patients The conditions identifiable by amino acid and acylcarnitine analysis are detected by supplemental newborn screening using tandem mass spectrometry (MS/MS) as described here. Analyte (assay platform) ACMG recommended conditions Additional conditions/treatment detectable by MS/MS Core condition Secondary targets Amino acids (MS/MS) Phe PKU BS HPA REG TPN Leu/Ile, Val MSUD TPN Met HCY Met TPN, nonspecific liver disease Cit, Arg, ASA ASA CIT ARG CIT-II Tyr TYR-I TYR-II TYR-III Nonspecific liver disease GUAC GAMT Acylcarnitines (MS/MS) C0 CUD Maternal CUD, maternal GA-I, maternal MCAD C3 CblA, Cbl B MUT PA Cbl C, Cbl D C4 IBDH SCAD FIGLU C5 IVA SBCAD Antibiotics containing pivalic acid C5-OH BKT HMG MCC MCD MGA-I MHBD Maternal MCC, biotinidase deficiency C8 MCAD GA-II MCKAT M/SCHAD C3-DC MAL C10:2 DR C5-DC GA-I C14:1, C16, C18:1 VLCAD CACT CPT-I CPT-II C16-OH LCHAD TFP m/z 225<399<473 Dextrose infusion m/z 342 (C8:1) Artifact often observed in premature neonates m/z 470 (C16:1OH) Cefotaxime metabolite Succinylacetone TYR-I This test isnot appropriate formetabolic screening of symptomatic patients. | Flow Injection Analysis Tandem Mass Spectrometry (FIA-MS/MS) | Yes | Supplemental Newborn Screen, BS | For more information see: | Patient must be older than 12 hours and less than 1 week of age. Supplies:Card-Blood Spot Collection Filter Paper (T493) Preferred:Blood Spot Collection Card Acceptable:Whatman Protein Saver 903 Paper, Munktell, PerkinElmer 226 filter paper, orlocal newborn screening card Specimen Volume:3 Blood spots Collection Instructions: 1. Do not use device or capillary tube containing EDTA to collect specimen. 2. Completely fill at least 3 circles on the filter paper card (approximately 100 microliters blood per circle). 3. Let blood dry on the Blood Spot Collection Card at ambient temperature in a horizontal position for 3 hours. 4. Do not expose specimen to heat or direct sunlight. 5. Do not stack wet specimens. 6. Keep specimen dry. Additional Information: 1. For collection instructions, seeBlood Spot Collection Instructions. 2. For collection instructions in Spanish, seeBlood Spot Collection Card-Spanish Instructions(T777). 3. For collection instructions in Chinese, seeBlood Spot Collection Card-Chinese Instructions(T800). | 1 Blood spot | Newborn screening as a public health measure was initiated in the early 1960s to identify infants affected with phenylketonuria (PKU). Since then, additional genetic and nongenetic conditions have been included in state screening programs. The goal of newborn screening is to detect diagnostic markers of the selected disorders in blood spots collected from presymptomatic newborns. Inherited disorders of amino acid, fatty acid, and organic acid metabolism typically manifest during the first 2 years of life as acute metabolic crises and usually result in severe neurologic impairment or death. These metabolic decompensations are typically triggered by intermittent febrile illness, such as common viral infections leading to prolonged fasting and increased energy demands. Early identification of affected newborns allows for early initiation of treatment to avoid mortality, morbidity, and disabilities due to these disorders. Tandem mass spectrometry (MS/MS) is a powerful multianalyte screening method ideally suited for population-wide testing. Since the early 1990s, MS/MS has made screening possible for more than 30 genetic disorders affecting the metabolism of amino acids, fatty acids, and organic acids based on the profiling of amino acids and acylcarnitines in blood spots. The simultaneous MS/MS analysis of amino acids, acylcarnitines, and succinylacetone in dried blood spots can be performed in less than 3 minutes per specimen, generating metabolite profiles that allow for the biochemical diagnosis of multiple disorders. This is in contrast to conventional screening techniques traditionally based on the principle of one separate test for each disorder. In Mayo Clinic's experience, the combined incidence of the disorders identifiable by MS/MS in a single blood spot analysis is approximately 1 in 1700 newborns. Supplemental newborn screening by MS/MS as described here does not replace current state screening programs because MS/MS does not provide primary screening for galactosemia, congenital hypothyroidism, congenital adrenal hyperplasia, cystic fibrosis, biotinidase, sickle cell disease, mucopolysaccharidosis type I, adrenoleukodystrophy, Pompe disease, severe combined immune deficiency, spinal muscular atrophy, critical congenital heart disease, and congenital hearing loss. TheHealth and Human ServicesSecretary's Advisory Committee on Heritable Disorders in Newborns and Children recommends all programs screen for 34 core disorders. These conditions are considered to fulfill 3 basic principles: -Condition is identifiable at a period of time (24-48 hours after birth) at which it would not ordinarily be clinically detected. -Test with appropriate sensitivity and specificity is available. -Demonstrated benefits of early detection, timely intervention, and efficacious treatment. *This test does not screen for critical congenital heart disease and congenital hearing loss, both of which are tested in the nursery using methods other than blood spots (audiometry, pulse oximetry). Screening tests do not conclusively determine disease status but measure analytes that, in most cases, are not specific for a particular disease. This is the reason why the Health and Human Services Secretary also recognizes more than 25 additional conditions as secondary targets that do not meet all inclusion criteria but are identified nevertheless because most are components of the differential diagnosis of screening results observed in core conditions. Even for the secondary conditions, the possibility of making a diagnosis early in life not only helps avoid unnecessary diagnostic testing but is also beneficial to patients' families, as genetic counseling and prenatal diagnosis can be offered. Guanidinoacetate methyltransferase (GAMT), a disorder of creatine synthesis recently added to the recommended uniform screening panel, is a condition included in the Mayo Clinic Laboratories' supplemental newborn screen. When untreated, this disorder results in a depletion of cerebral creatine, leading to global developmental delays, intellectual disability, severe speech delays, and seizures. Patients with GAMT deficiency exhibit behavioral problems and features of autism. Treatment consists of lifelong supplementation with creatine monohydrate, ornithine, and dietary protein restriction to decrease cerebral guanidinoacetic acid levels. Individuals with GAMT who are treated before the appearance of symptoms may exhibit normal neurodevelopmental outcomes. | An interpretive report will be provided. | The quantitative measurements of the various amino acids, acylcarnitines, and succinylacetone support the interpretation of the complete profilebut, for the most part, are not diagnostic by themselves. The interpretation is by pattern recognition. Abnormal results are not sufficient to conclusively establish a diagnosis of a particular disease. To verify a preliminary diagnosis, independent biochemical (ie, in vitro enzyme assay) or molecular genetic analyses are required, many of which are offered by Mayo Clinic Laboratories. The reports are in text form only; values for the more than 60 analytes and analyte ratios are not provided. A report for a normal screening result is reported as: "In this blood spot sample, the amino acid and acylcarnitine profiles by tandem mass spectrometry showed no biochemical evidence indicative of an underlying metabolic disorder." A report for an abnormal screening result includes a quantitative result of the abnormal metabolites, a detailed interpretation of the results, including an overview of the results significance, possible differential diagnoses, recommendations for additional biochemical testing and confirmatory studies (enzyme assay, molecular analysis), and a phone number for a contact at Mayo Clinic if the referring physician has additional questions. | Testing is only appropriate for patients less than one week of age as part of prospective newborn screening. This test is supplemental and not intended to replace state mandated newborn screening. In a few instances, falsely abnormal results may occur in the analysis of amino acid and acylcarnitine profiles. To keep the number of false-positive and false-negative results to a minimum, results are interpreted based on the metabolite profiles, the information provided on the newborn screening card, and second-tier tests for several nonspecific analytes. In 2013, testing of 71,207 newborns lead to the referral of 55 cases, 38 of them were later confirmed as true-positive results. These data correspond to a false-positive rate of 0.024% and a positive predictive value of 69%. Newborns discharged before 12 hours of life will need to be retested during the first week of life, eg, at the first well-child examination, as is customary for state-mandated newborn screening programs. This is necessary to avoid false-negative amino acid results due to limited protein intake on the first day of life. Carrier status (heterozygosity) for inborn errors of metabolism cannot be reliably detected by amino acid and acylcarnitine profiling. | 1. Watson MS, Mann MY, Lloyd-Puryear MA, Rinaldo P, Howell RR. Newborn screening: toward a uniform screening panel and system. Genet Med. 2006;8 Suppl 1(Suppl 1):1S-252S 2. Rinaldo P, Zafari S, Tortorelli S, Matern D. Making the case for objective performing metrics in newborn screening by tandem mass spectrometry. Ment Retard Dev Disabil Res Rev. 2006;1294):255-261 3. Matern D, Tortorelli S, Oglesbee D, Gavrilov D, Rinaldo P. Reduction of the false-positive rate in newborn screening by implementation of MS/MS-based second-tier tests: The Mayo Clinic experience (2004-2007). J Inherit Metab Dis. 2007;30(4):585-592 4. McHugh DMS, Cameron CA, Abdenur JE, et al. Clinical validation of cutoff target ranges in newborn screening of metabolic disorders by tandem mass spectrometry: a worldwide collaborative project. Genet Med. 2011;13(3):230-254 5. Marquardt G, Currier R, McHugh DMS, et al. Enhanced interpretation of newborn screening results without analyte cutoff values. Genet Med. 2012;14(7):648-655 6. Hall PL, Marquardt G, McHugh DMS, et al. Post-analytical tools improve performance of newborn screening by tandem mass spectrometry. Genet Med. 2014;16(12):889-895 | In the United States, every newborn undergoes state-mandated screening on the second day of life or before leaving the hospital. Blood from a heel prick is dripped onto a filter paper card. The blood is left to dry before sending the filter paper card along with pertinent demographic information to the screening laboratory. Blood for the supplemental newborn screening is collected in the same way and then sent to the Biochemical Genetics Laboratory, after obtaining parental consent. A 1/8-inch (3-mm) disk is punched out of the blood spot onto 96-well plate. Then, the amino acids and acylcarnitines are extracted by the addition of methanol and known concentrations of isotopically labeled amino acids and acylcarnitines as internal standards. The extract is moved to another 96-well plate, dried under a stream of nitrogen, and derivatized by the addition ofn-butanol hydrochloric acid. In a parallel process, succinylacetone is extracted from the residual blood spot, derivatized with an acidic hydrazine solution, evaporated and combined with the amino acid and acylcarnitine extract amino acids and acylcarnitines are measured as their butyl esters with the hydrazone derivative of succinylacetone by electrospray tandem mass spectrometry. The concentrations of the analytes are established by computerizedcomparison of ion intensities of these analytes to that of the respective internal standards.(Turgeon C, Magera MJ, Allard P, et al. Combined newborns screening for succinylacetone, amino acids, and acylcarnitines in dried blood spots. Clin Chem. 2008;54[4]:657-664;Gavrilov DK, Piazza AL, Pino G, et al. The combined impact of CLIR post-analytical tools and second tier testing on the performance of newborn screening for disorders of propionate, methionine, and cobalamin metabolism. Int J Neonatal Screen. 2020;6[2]:33) | 2 to 3 days | 2 years | This test was developed and its performance characteristics determined by Mayo Clinic in a manner consistent with CLIA requirements. It has not been cleared or approved by the US Food and Drug Administration. | 83789 | Supplemental Newborn Screen, BS | 54089-8 | 23727 | Reviewed By | 18771-6
0843T | Surg Path Touch Prep Digitize (Bill Only) |  | This test is for tracking purposes only. This is not an orderable test. | Yes | Surg Path Touch Prep Digitize | This test is for tracking purposes only. | This test is for tracking purposes only. This is not an orderable test. |  |  | This test is for tracking purposes only. This is not an orderable test. | [6 empty] | Not Applicable | 0843T
STPPC | Surgical Pathology Touch Prep (Bill Only) |  | This test is for billing purposes only. This is not an orderable test. | Yes | Surg Path Touch Prep | Varies | This test is for billing purposes only. This is not an orderable test. |  |  | This test is for billing purposes only. This is not an orderable test. | [6 empty] | Not Applicable | 88333
STAPC | Surgical Pathology Touch Prep Additional (Bill Only) |  | This test is for billing purposes only. This is not an orderable test. | Yes | Surg Path Touch Prep Additional | Varies | This test is for billing purposes only. This is not an orderable test. |  |  | This test is for billing purposes only. This is not an orderable test. | [6 empty] | Not Applicable | 88334
0844T | SurgPath Touch Prep Addl Digitize (Bill Only) |  | This test is for tracking purposes only. This is not an orderable test. | Yes | SurgPath Touch Prep Addl Digitize | This test is for tracking purposes only. | This test is for tracking purposes only. This is not an orderable test. |  |  | This test is for tracking purposes only. This is not an orderable test. | [6 empty] | Not Applicable | 0844T
SUS | Susceptibility (Bill Only) |  | This test is for billing purposes only. This is not an orderable test. | Yes | Susceptibility | Varies | This test is for billing purposes only. This is not an orderable test. |  |  | This test is for billing purposes only. This is not an orderable test. | [6 empty] | Not Applicable | 87181
RSLG | Susceptibility Slow Grower (Bill Only) |  | This test is for billing purposes only. This is not an orderable test. | Yes | Susceptibility Slow Grower | Varies | This test is for billing purposes only. This is not an orderable test. | Isolate |  | This test is for billing purposes only. This is not an orderable test. | [6 empty] | Not Applicable | 87186
STV1 | Susceptibility, Mtb Complex, Broth (Bill Only) |  | This test is for billing purposes only. This is not an orderable test. | Yes | Susceptibility, Mtb Complex, Broth | Varies | This test is for billing purposes only. This is not an orderable test. |  |  | This test is for billing purposes only. This is not an orderable test. | [6 empty] | Not Applicable | 87188 x 3
STVP | Susceptibility, Mtb Complex, PZA (Bill Only) |  | This test is for billing purposes only. This is not an orderable test. | Yes | Susceptibility, Mtb Complex, PZA | Varies | This test is for billing purposes only. This is not an orderable test. |  |  | This test is for billing purposes only. This is not an orderable test. | [6 empty] | Not Applicable | 87188
STV2 | Susceptibility, Mtb Cx, 2nd Line (Bill Only) |  | This test is for billing purposes only. This is not an orderable test. | Yes | Susceptibility, Mtb Cx, 2nd Line | Varies | This test is for billing purposes only. This is not an orderable test. |  |  | This test is for billing purposes only. This is not an orderable test. | [6 empty] | Not Applicable | 87186
TBPZA | Susceptibility, Mycobacterium tuberculosis Complex, Pyrazinamide, Varies | Susceptibility testing ofMycobacterium tuberculosiscomplex isolates growing in pure culture against pyrazinamide ConfirmingM tuberculosiscomplex resistance to pyrazinamide | Broth Dilution at Critical Drug Concentrations | Yes | Susceptibility, Mtb Complex, PZA | When this test is ordered the additional test will always be performed at an additional charge. | Specimen Type:Organism Supplies:Infectious Container, Large (T146) Container/Tube:Middlebrook 7H10 agar slant Specimen Volume:Isolate Collection Instructions:Organism must be in pure culture, actively growing. |  | Primary treatment regimens forMycobacterium tuberculosiscomplex often include isoniazid, rifampin, ethambutol, and pyrazinamide (PZA). Susceptibility testing of eachM tuberculosiscomplex isolate against these first-line antimycobacterial agents is a key component of patient management. The Clinical and Laboratory Standards Institute (CLSI) provides consensus protocols for the methods, antimycobacterial agents, and critical concentrations of each agent to be tested in order to permit standardized interpretation ofM tuberculosiscomplex susceptibility test results. Current recommendations indicate that laboratories should use a rapid broth method in order to obtainM tuberculosiscomplex susceptibility data as quickly as possible to help guide patient management. According to the CLSI, resistance can be confirmed by another method or by another laboratory at the discretion of the testing laboratory. This test uses an FDA-cleared commercial system for rapid broth susceptibility testing ofM tuberculosiscomplex against PZA. Since the literature indicates that broth testing of PZA can, at times, produce falsely resistant results, resistance to PZA by the broth method is automatically confirmed bypncADNA sequencing. ThepncAgene ofM tuberculosiscomplex is responsible for activation of the prodrug PZA and hence PZA activity. Variations in thepncAgene and upstream promoter region have been reported to account for the majority (70%-97%) of PZA-resistant isolates. However, 3% to 30% of PZA-resistant isolates do not have a correspondingpncAvariant and other genes (eg,rpsA) may also play a role. A separate test is available for testing of the other first-line agents (isoniazid, rifampin and ethambutol). If desired, this must be ordered separately; TB1LN / Antimicrobial Susceptibility,MycobacteriumtuberculosisComplex, First Line, Varies. | Results are reported as susceptible or resistant. | Mycobacterium tuberculosiscomplex isolates are reported as susceptible or resistant to pyrazinamide at the critical concentration. | For resistant organisms, confirmatory testing usingpncADNA sequencing is automatically performed and the presence or absence ofpncAvariations associated with pyrazinamide resistance is reported. In vitro susceptibility does not guarantee clinical response. Therefore, the decision to treat with a particular agent should not be based solely on the antimicrobial susceptibility testing result. Susceptibility testing should be performed on pure culture isolates ofMycobacterium tuberculosiscomplex. Some variants associated with pyrazinamide resistance that may occur outside of thepncApromoter and gene region and may therefore not be confirmed by DNA sequencing of this target. | 1. Blumberg HM, Burman WJ, Chaisson RE, et al: American Thoracic Society/Centers for Disease Control and Prevention/Infectious Diseases Society of America: treatment of tuberculosis. Am J Respir Crit Care Med 2003;167(4):603-662 2. Woods GL, Lin S-Y G, Desmond EP: Susceptibility test methods:Mycobacteria, Nocardiaand other Actinomycetes.InManual of Clinical Microbiology.10th edition. Edited by J Versalovic, KC Carroll, G Funke, et al. ASM Press, 2011, pp 1215-1238 3. Dormandy J, Somoskovi A, Kreiswirth BN, et al: Discrepant results between pyrazinamide susceptibility testing by the reference BACTEC 460TB method and pncA DNA sequencing in patients infected with multidrug-resistant W-Beijing Mycobacterium tuberculosis strains. Chest 2007;131:497-501 4. Chedore P, Bertucci L, Wolfe J: Potential for Erroneous Results Indicating Resistance When Using the BACTEC MGIT 960 System for Testing Susceptibility of Mycobacterium tuberculosis to Pyrazinamide. J Clin Microbiol 2010 Jan;48(1):300-301 5. Campbell PJ, Morlock GP, Sikes RD, et al: Molecular resistance of mutations associated with first- and second-line drug resistance compared with conventional drug susceptibility testing of Mycobacterium tuberculosis. Antimicrob Agents Chemother 2011;55:2032-2041 6. Shi W, Zhang X, Jiang X, et al: Pyrazinamide inhibits trans-translation in Mycobacterium tuberculosis. Science 2011;333:1630-1632 7.CLSI, Susceptibility Testing ofMycobacteria,Nocardiae, and Other Actinomycetes; Approved Standard, Third edition. CLSI document M24.Clinical and Laboratory Standards Institute, 2018 8. CLSI. Performance Standards for Susceptibility Testing ofMycobacteria, Nocardiaspecies,and Other Aerobic Actinomycetes. First edition. CLSI supplement M62. Clinical and Laboratory Standards Institute; 2018 9. LaBombardi VJ: Comparison of the ESP and BACTEC Systems for testing susceptibilities ofMycobacteriumtuberculosiscomplex isolates to pyrazinamide. J Clin Microbiol 2002;40:2238-2239 10. Espasa M, Salvado M, Vicente E, et al: Evaluation of the VersaTREK system compared to the Bactec MGIT 960 system for first-line drug susceptibility testing of Mycobacterium tuberculosis. J Clin Microbiol 2012;50:488-491 11. Somoskovi A, Dormandy J, Parson LM, et al: Sequencing of the pncA gene in members of the Mycobacterium tuberculosis complex has important diagnostic applications: Identification of a species-specific pncA mutation in "Mycobacterium canettii" and the reliable and rapid predictor of pyrazinamide resistance. Confirmation of pyrazinamide resistance is done using Sanger dideoxy sequencing of approximately 700bp of thepncAgene and promoter region. J Clin Microbiol 2007;45:595-599 12. Jureen P, Werngren J, Toro JC, Hoffner S: Pyrazinamide resistance and pncA gene mutations in Mycobacterium tuberculosis. Antimicrob Agents Chemother 2008;52:1852-1854 | This test method is based on presence or absence of growth ofMycobacterium tuberculosisin broth cultures with the presence of critical concentrations of the antimycobacterial drug pyrazinamide. One of 2 FDA-cleared platforms (VersaTREK or BD MGIT 960) may be used. The VersaTrek platform uses the presence or absence of a pressure increase inside broth vials containingM tuberculosisin the presence of critical concentrations of the antimycobacterial drug pyrazinamide. Increasing pressure indicates the presence of actively growingM tuberculosisthat is resistant pyrazinamide at 300 mcg/mL. Low or undetectable pressure increases in the presence of critical drug concentration suggests a lack ofM tuberculosisgrowth and susceptibility to pyrazinamide 300 mcg/mL.(Package insert: VersaTREK Mycobacteria Detection and Susceptibility Testing system, TREK Diagnostics, 04/ 2014) The BACTEC MGIT 960 platform uses the production and measurement of fluorescence within a Mycobacterial Growth Indicator Tube (MGIT) in the presence of actively growingM tuberculosiscomplex isolates in the presence of critical concentration of the antimycobacterial drug pyrazinamide. Low or undetectable levels of fluorescence in the presence of critical drug concentrations suggests lack ofM tuberculosisgrowth and susceptibility to pyrazinamide at 100 mcg/mL. Increased fluorescence suggests active growth ofM tuberculosisand resistance to pyrazinamide at 100 mcg/mL.(Package insert: BACTEC MGIT 960 SIRE Kit, BD Diagnostics, 10/ 2016) | 10 to 21 days | 1 year | This test has been cleared, approved, or is exempt by the US Food and Drug Administration and is used per manufacturer's instructions. Performance characteristics were verified by Mayo Clinic in a manner consistent with CLIA requirements. | 87188-Susceptibility,Mycobacterium tuberculosisComplex, Pyrazinamide87153-Mtb PZA Confirmation, pncA Sequencing (if appropriate) | Susceptibility, Mtb Complex, PZA | 56026-8 | TBPZA | Susceptibility, Mtb Complex, PZA | 56026-8
TB2LN | Susceptibility, Mycobacterium tuberculosis Complex, Second Line, Varies | Determination ofMycobacterium tuberculosiscomplex minimal inhibitory concentrations to second-line antimicrobial agents | Minimum Inhibitory Concentration (MIC) by Microtiter Broth Dilution Method | Yes | Susceptibility, Mtb Complex, 2 Line | When this test is ordered, the additional test will always be performedat an additional charge. | Specimen Type:Organism Supplies:Infectious Container, Large (T146) Container/Tube:Middlebrook 7H10 agar slant Specimen Volume:Isolate Collection Instructions:Organism must be in pure culture, actively growing. | See Specimen Required | The Clinical and Laboratory Standards Institute (CLSI) provides a consensus protocol for the methods, antimycobacterial agents, and critical concentrations of each agent to be tested in order to permit standardized interpretation ofMycobacterium tuberculosiscomplex susceptibility testing results. CLSI guidelines suggest that second-line agents should be tested when an isolate ofM tuberculosiscomplex is resistant to rifampin, is monoresistant to the critical concentration of isoniazid and the physician intends to use a fluoroquinolone for therapy, or is resistant to any combination of 2 first-line agents. This test uses a broth microdilution method for susceptibility testing ofM tuberculosiscomplex against second-line agents. Agents tested are amikacin, ethionamide, kanamycin, moxifloxacin, ofloxacin, p-aminosalicylic acid, rifabutin, and streptomycin. In contrast to otherM tuberculosiscomplex susceptibility methods which test 1 or 2 critical concentrations of a drug, this method examines a range of drug concentrations and produces a minimal inhibitory concentration result. | Interpretive criteria and reporting guidelines are followed using the Clinical Laboratory Standards Institute (CLSI) M24S document. | Results are reported as minimal inhibitory concentrations in mcg/mL. This test is used as an alternative to TB1LN / Antimicrobial Susceptibility,Mycobacterium tuberculosisComplex, First Line, Varies when reagents are not available to perform the TB1LN test. Ethambutol, isoniazid, and rifampin agents are not routinely reported with this test. | Consensus guidelines for interpretive criteria using this method are not available at this time. Breakpoints were established by Mayo Clinic by comparison to the critical concentration for each drug and are considered tentative until consensus guidelines are established. In vitro susceptibility does not guarantee clinical response. Therefore, the decision to treat with a particular agent should not be based solely on the antimicrobial susceptibility testing result. Drug susceptibility testing should be performed on pure culture isolates ofMycobacterium tuberculosiscomplex. | 1. Hall L, Jude KP, Clark SL, et al. Evaluation of the Sensititre MycoTB plate for susceptibility testing of theMycobacterium tuberculosiscomplex against first- and second-line agents. J Clin Microbiol. 2012;50:3732-3734 2. Centers for Disease Control and Prevention. Treatment of Tuberculosis, American Thoracic Society, CDC, and Infectious Diseases Society of America. MMWR 2003;52(No. RR-11):1-79 3. Woods GL, Lin S-Y G, Desmond EP. Susceptibility test methods:Mycobacteria, Nocardiaand other Actinomycetes. In: Versalovic J, Carroll KC, Funke G, et al. Manual of Clinical Microbiology. 10th ed. ASM Press; 2011: 1215-1238 4. CLSI. Performance Standards for Susceptibility Testing ofMycobacteria,Nocardiaspecies, and Other Aerobic Actinomycetes. First edition CLSI supplement M62. Clinical and Laboratory Standards Institute; 2018 | This test utilizes the MycoTB broth microtiter dilution plate (Trek Diagnostic Systems, Inc.). Antimicrobials included in the assay are tested according to the Clinical and Laboratory Standards Institute guidelines. The plate contains lyophilized antimicrobials which are rehydrated prior to testing. A standardized suspension of theMycobacterium tuberculosisisolate is added to the plate wells and the plate is incubated at 36 degrees C in 5% to 10% carbon dioxide for up to 14 days. The first drug-containing well with no visible growth is determined to be the endpoint.(Clinical and Laboratory Standards Institute (CLSI).Susceptibility Testing of Mycobacteria,Nocardiaspp., and Other Aerobic Actinomycetes.CLSI standard M24. Clinical and Laboratory Standards Institute (CLSI).Performance Standards for Susceptibility Testing of Mycobacteria,Nocardiaspp., and Other Aerobic Actinomycetes. CLSI supplement M24S; Hall L, Jude KP, Clark SL, et al. Evaluation of the Sensititre MycoTB plate for susceptibility testing of theMycobacterium tuberculosiscomplex against first- and second-line agents. J Clin Microbiol. 2012;50:3732-3734; Thermo Scientific Sensititre MIC Susceptibility Plates forMycobacteriumtuberculosis. Product Insert. 011 - MYCOTB - CID9502. Revision Date: 09/07/2016) | 21 to 30 days | 2 years | This test was developed and its performance characteristics determined by Mayo Clinic in a manner consistent with CLIA requirements. It has not been cleared or approved by the US Food and Drug Administration. | 87186-Susceptibility, Mtb Cx, 2nd Line | Susceptibility, Mtb Complex, 2 Line | 29579-0 | TB2LN | Susceptibility, Mtb Complex, 2 Line | 29579-0
SV40 | SV40 Immunostain, Technical Component Only | Identifying BK or JC polyomavirus | Immunohistochemistry (IHC) | Yes | SV40 IHC, Tech Only | For the initial technical component only immunohistochemical (IHC) stain performed, the appropriate bill-only test ID will be reflexed and charged (IHTOI). For each additional technical component only IHC stain performed, an additional bill-only test ID will be reflexed and charged (IHTOA). | Supplies:Immunostain Technical Only Envelope (T693) Specimen Type:Tissue Container/Tube:Immunostain Technical Only Envelope Preferred:2 Unstained positively charged glass slide (25- x 75- x 1-mm) per test ordered; sections 4-microns thick. Acceptable:Formalin-fixed, paraffin-embedded tissue block |  | Simian virus 40 (SV40) polyomavirus immunohistochemistry can be used in the diagnosis of polyomavirus-associated diseases, such as BK virus-associated nephropathy and JC virus-associated progressive multifocal leukoencephalopathy. The SV40 assay does not identify the specific polyomavirus detected, as BK and JC viruses show approximately 70% similarity to SV40. This test has been shown to not crossreact with Merkel cell polyomavirus. |  | This test does not include pathologist interpretation, only technical performance of the stain. If interpretation is required, order PATHC / Pathology Consultation for a full diagnostic evaluation or second opinion of the case. The positive and negative controls are verified as showing appropriate immunoreactivity. If a control tissue is not included on the slide, a scanned image of the relevant quality control tissue is available upon request; call 855-516-8404. Interpretation of this test should be performed in the context of the patient's clinical history and other diagnostic tests by a qualified pathologist. | Age of a cut paraffin section can affect immunoreactivity. Stability thresholds vary widely among published literature and are antigen dependent. Best practice is for paraffin sections to be cut within 6 weeks. | 1. Hirsch HH, Randhawa PS. AST Infectious Diseases Community of Practice. BK polyomavirus in solid organ transplantation-Guidelines from the American Society of Transplantation Infectious Diseases Community of Practice. Clin Transplant. 2019;33(9):e13528 2. Atkinson AL, Atwood WJ. Fifty years of JC polyomavirus: A brief overview and remaining questions. Viruses. 2020;12(9):969 3. Nili F, Mohammadhoseini M, Khatami SM, Seirafi G, Haghzare M. Routine immunohistochemistry study for polyomavirus BK nephropathy in transplanted kidney biopsies, is it recommended?. BMC Nephrol. 2021;22(1):226 4. Myint TM, Chong CHY, Wyld M, Nankivell B, Kable K, Wong G. Polyoma BK virus in kidney transplant recipients: Screening, monitoring, and management. Transplantation. 2022;106(1):e76-e89 5.Magaki S, Hojat SA, Wei B, So A, Yong WH. An introduction to the performance of immunohistochemistry. Methods Mol Biol. 2019;1897:289-298. doi:10.1007/978-1-4939-8935-5_25 | Immunohistochemistry on sections of paraffin-embedded tissue.(Unpublished Mayo method) | 1 to 3 days | Until staining is complete. | This test has been cleared, approved, or is exempt by the US Food and Drug Administration and is used per manufacturer's instructions. Performance characteristics were verified by Mayo Clinic in a manner consistent with CLIA requirements. | 88342-TC, primary88341-TC, if additional IHC | SV40 IHC, Tech Only | No LOINC Needed | 618828 | SV40 IHC, Tech Only | No LOINC Needed
SGUM | Sweet Gum, IgE, Serum | Establishing the diagnosis of an allergy to sweet gum Defining the allergen responsible for eliciting signs and symptoms Identifying allergens: -Responsible for allergic response and/or anaphylactic episode -To confirm sensitization prior to beginning immunotherapy -To investigate the specificity of allergic reactions to insect venom allergens, drugs, or chemical allergens Testing for IgE antibodies isnot usefulin patients previously treated with immunotherapy to determine if residual clinical sensitivity exists, or in patients in whom the medical management does not depend upon identification of allergen specificity. | Fluorescence Enzyme Immunoassay (FEIA) | Yes | Sweet Gum, IgE | Serum | Collection Container/Tube: Preferred:Serum gel Acceptable:Red top Submission Container/Tube:Plastic vial Specimen Volume:0.5 mL for every 5 allergens requested Collection Instructions:Centrifuge and aliquot serum into a plastic vial. | For 1 allergen: 0.3 mL For more than 1 allergen: (0.05 mL x number of allergens) + 0.25 mL dead space | Clinical manifestations of immediate hypersensitivity (allergic) diseases are caused by the release of proinflammatory mediators (histamine, leukotrienes, and prostaglandins) from IgE-sensitized effector cells (mast cells and basophils) when cell-bound IgE antibodies interact with an allergen. In vitro serum testing for IgE antibodies provides an indication of the immune response to allergens that may be associated with allergic disease. The allergens chosen for testing often depend upon the age of the patient, history of allergen exposure, season of the year, and clinical manifestations. In individuals predisposed to develop allergic disease, the sequence of sensitization and clinical manifestations proceed as follows: eczema and respiratory disease (rhinitis and bronchospasm) in infants and children less than 5 years due to food sensitivity (milk, egg, soy, and wheat proteins) followed by respiratory disease (rhinitis and asthma) in older children and adults due to sensitivity to inhalant allergens (dust mite, mold, and pollen inhalants). | Class,IgE kU/L,Interpretation, 0,<0.10,Negative, 0/1,0.10-0.34,Borderline/equivocal, 1,0.35-0.69,Equivocal, 2,0.70-3.49,Positive, 3,3.50-17.4,Positive, 4,17.5-49.9,Strongly positive, 5,50.0-99.9,Strongly positive, 6,> or =100,Strongly positive, | Detection of IgE antibodies in serum (class 1 or greater) indicates an increased likelihood of allergic disease as opposed to other etiologies and defines the allergens that may be responsible for eliciting signs and symptoms. The level of IgE antibodies in serum varies directly with the concentration of IgE antibodies expressed as a class score or kU/L. | Testing for IgE antibodies is not useful in patients previously treated with immunotherapy to determine if residual clinical sensitivity exists or in patients in whom the medical management does not depend upon identification of allergen specificity. Some individuals with clinically insignificant sensitivity to allergens may have measurable levels of IgE antibodies in serum, and test results must be interpreted in the clinical context. False-positive results for IgE antibodies may occur in patients with markedly elevated serum IgE (>2500 kU/L) due to nonspecific binding to allergen solid phases. | Homburger HA, Hamilton RG: Allergic diseases. In: McPherson RA, Pincus MR, eds. Henry's Clinical Diagnosis and Management by Laboratory Methods. 23rd ed. Elsevier; 2017:1057-1070 | Specific IgE from the patient's serum reacts with the allergen of interest, which is covalently coupled to an ImmunoCAP. After washing away nonspecific IgE, enzyme-labeled anti-IgE antibody is added to form a complex. After incubation, unbound anti-IgE is washed away, and the bound complex incubated with a developing agent. After stopping the reaction, the fluorescence of the eluate is measured. Fluorescence is proportional to the amount of specific IgE present in the patient's sample (ie, the higher the fluorescence value, the more IgE antibody is present).(Package insert: ImmunoCAP System Specific IgE FEIA. Phadia; Rev 06/2020) | Same day/1 to 3 days | 14 days | This test was developed and its performance characteristics determined by Mayo Clinic in a manner consistent with CLIA requirements. It has not been cleared or approved by the US Food and Drug Administration. | 86003 | Sweet Gum, IgE | 6260-4 | SGUM | Sweet Gum, IgE | 6260-4
SPOT | Sweet Potato, IgE, Serum | Establishing a diagnosis of an allergy to sweet potato Defining the allergen responsible for eliciting signs and symptoms Identifying allergens: -Responsible for allergic response and/or anaphylactic episode -To confirm sensitization prior to beginning immunotherapy -To investigate the specificity of allergic reactions to insect venom allergens, drugs, or chemical allergens | Fluorescence Enzyme Immunoassay (FEIA) | Yes | Sweet Potato, IgE | Serum | Collection Container/Tube: Preferred:Serum gel Acceptable:Red top Submission Container/Tube:Plastic vial Specimen Volume:0.5 mL for every 5 allergens requested Collection Instructions:Centrifuge and aliquot serum into a plastic vial. | For 1 allergen: 0.3 mL For more than 1 allergen: (0.05 mL x number of allergens) + 0.25 mL deadspace | Clinical manifestations of immediate hypersensitivity (allergic) diseases are caused by the release of proinflammatory mediators (histamine, leukotrienes, and prostaglandins) from IgE-sensitized effector cells (mast cells and basophils) when cell-bound IgE antibodies interact with an allergen. In vitro serum testing for IgE antibodies provides an indication of the immune response to allergens that may be associated with allergic disease. The allergens chosen for testing often depend upon the age of the patient, history of allergen exposure, season of the year, and clinical manifestations. In individuals predisposed to develop allergic disease, the sequence of sensitization and clinical manifestations proceed as follows: eczema and respiratory disease (rhinitis and bronchospasm) in infants and children less than 5 years due to food sensitivity (milk, egg, soy, and wheat proteins) followed by respiratory disease (rhinitis and asthma) in older children and adults due to sensitivity to inhalant allergens (dust mite, mold, and pollen inhalants). | Class,IgE kU/L,Interpretation, 0,<0.10,Negative, 0/1,0.10-0.34,Borderline/equivocal, 1,0.35-0.69,Equivocal, 2,0.70-3.49,Positive, 3,3.50-17.4,Positive, 4,17.5-49.9,Strongly positive, 5,50.0-99.9,Strongly positive, 6,> or =100,Strongly positive, | Detection of IgE antibodies in serum (class 1 or greater) indicates an increased likelihood of allergic disease as opposed to other etiologies and defines the allergens that may be responsible for eliciting signs and symptoms. The level of IgE antibodies in serum varies directly with the concentration of IgE antibodies expressed as a class score or kU/L. | Testing for IgE antibodies is not useful in patients previously treated with immunotherapy to determine if residual clinical sensitivity exists or in patients in whom the medical management does not depend upon identification of allergen specificity. Some individuals with clinically insignificant sensitivity to allergens may have measurable levels of IgE antibodies in serum, and test results must be interpreted in the clinical context. False-positive results for IgE antibodies may occur in patients with markedly elevated serum IgE (>2500 kU/L) due to nonspecific binding to allergen solid phases. | Homburger HA, Hamilton RG: Allergic diseases. In: McPherson RA, Pincus MR, eds. Henry's Clinical Diagnosis and Management by Laboratory Methods. 23rd ed. Elsevier; 2017:1057-1070 | Specific IgE from the patient's serum reacts with the allergen of interest, which is covalently coupled to an ImmunoCAP. After washing away nonspecific IgE, enzyme-labeled anti-IgE antibody is added to form a complex. After incubation, unbound anti-IgE is washed away and the bound complex is then incubated with a developing agent. After stopping the reaction, the fluorescence of the eluate is measured. Fluorescence is proportional to the amount of specific IgE present in the patient's sample (ie, the higher the fluorescence value, the more IgE antibody is present).(Package insert: ImmunoCAP System Specific IgE FEIA, Uppsala, Sweden Rev 06/2020) | Same day/1 to 3 days | 14 days | This test has been cleared, approved, or is exempt by the US Food and Drug Administration and is used per manufacturer's instructions. Performance characteristics were verified by Mayo Clinic in a manner consistent with CLIA requirements. | 86003 | Sweet Potato, IgE | 7627-3 | SPOT | Sweet Potato, IgE | 7627-3
VERG | Sweet Vernal Grass, IgE, Serum | Establishing a diagnosis of an allergy to sweet vernal grass Defining the allergen responsible for eliciting signs and symptoms Identifying allergens: -Responsible for allergic response and/or anaphylactic episode -To confirm sensitization prior to beginning immunotherapy -To investigate the specificity of allergic reactions to insect venom allergens, drugs, or chemical allergens | Fluorescence Enzyme Immunoassay (FEIA) | Yes | Sweet Vernal Grass, IgE | Serum | Collection Container/Tube: Preferred:Serum gel Acceptable:Red top Submission Container/Tube:Plastic vial Specimen Volume:0.5 mL for every 5 allergens requested Collection Instructions:Centrifuge and aliquot serum into a plastic vial. | For 1 allergen: 0.3 mL For more than 1 allergen: (0.05 mL x number of allergens) + 0.25 mL deadspace | Clinical manifestations of immediate hypersensitivity (allergic) diseases are caused by the release of proinflammatory mediators (histamine, leukotrienes, and prostaglandins) from IgE-sensitized effector cells (mast cells and basophils) when cell-bound IgE antibodies interact with an allergen. In vitro serum testing for IgE antibodies provides an indication of the immune response to allergens that may be associated with allergic disease. The allergens chosen for testing often depend upon the age of the patient, history of allergen exposure, season of the year, and clinical manifestations. In individuals predisposed to develop allergic disease, the sequence of sensitization and clinical manifestations proceed as follows: eczema and respiratory disease (rhinitis and bronchospasm) in infants and children less than 5 years due to food sensitivity (milk, egg, soy, and wheat proteins) followed by respiratory disease (rhinitis and asthma) in older children and adults due to sensitivity to inhalant allergens (dust mite, mold, and pollen inhalants). | Class,IgE kU/L,Interpretation, 0,<0.10,Negative, 0/1,0.10-0.34,Borderline/equivocal, 1,0.35-0.69,Equivocal, 2,0.70-3.49,Positive, 3,3.50-17.4,Positive, 4,17.5-49.9,Strongly positive, 5,50.0-99.9,Strongly positive, 6,> or =100,Strongly positive, | Detection of IgE antibodies in serum (class 1 or greater) indicates an increased likelihood of allergic disease as opposed to other etiologies and defines the allergens that may be responsible for eliciting signs and symptoms. The level of IgE antibodies in serum varies directly with the concentration of IgE antibodies expressed as a class score or kU/L. | Testing for IgE antibodies is not useful in patients previously treated with immunotherapy to determine if residual clinical sensitivity exists or in patients in whom the medical management does not depend upon identification of allergen specificity. Some individuals with clinically insignificant sensitivity to allergens may have measurable levels of IgE antibodies in serum, and test results must be interpreted in the clinical context. False-positive results for IgE antibodies may occur in patients with markedly elevated serum IgE (>2500 kU/L) due to nonspecific binding to allergen solid phases. | Homburger HA, Hamilton RG: Allergic diseases. In: McPherson RA, Pincus MR, eds. Henry's Clinical Diagnosis and Management by Laboratory Methods. 23rd ed. Elsevier; 2017:1057-1070 | Specific IgE from the patient's serum reacts with the allergen of interest, which is covalently coupled to an ImmunoCAP. After washing away nonspecific IgE, enzyme-labeled anti-IgE antibody is added to form a complex. After incubation, unbound anti-IgE is washed away, and the bound complex incubated with a developing agent. After stopping the reaction, the fluorescence of the eluate is measured. Fluorescence is proportional to the amount of specific IgE present in the patient's sample (ie, the higher the fluorescence value, the more IgE antibody is present).(Package insert: ImmunoCAP System Specific IgE FEIA. Phadia; Rev 06/2020) | Same day/1 to 3 days | 14 days | This test has been cleared, approved, or is exempt by the US Food and Drug Administration and is used per manufacturer's instructions. Performance characteristics were verified by Mayo Clinic in a manner consistent with CLIA requirements. | 86003 | Sweet Vernal Grass, IgE | 6261-2 | VERG | Sweet Vernal Grass, IgE | 6261-2
SWORD | Swordfish, IgE, Serum | Establishing the diagnosis of an allergy to swordfish Defining the allergen responsible for eliciting signs and symptoms Identifying allergens: -Responsible for allergic response and/or anaphylactic episode -To confirm sensitization prior to beginning immunotherapy -To investigate the specificity of allergic reactions to insect venom allergens, drugs, or chemical allergens Testing for IgE antibodies isnot usefulin patients previously treated with immunotherapy to determine if residual clinical sensitivity exists, or in patients in whom the medical management does not depend upon identification of allergen specificity. | Fluorescence Enzyme Immunoassay (FEIA) | Yes | Swordfish, IgE | Serum | Collection Container/Tube: Preferred:Serum gel Acceptable:Red top Submission Container/Tube:Plastic vial Specimen Volume:0.5 mL for every 5 allergens requested Collection Instructions:Centrifuge and aliquot serum into a plastic vial. | For 1 allergen: 0.3 mL For more than 1 allergen: (0.05 mL x number of allergens) + 0.25 mL dead space | Clinical manifestations of immediate hypersensitivity (allergic) diseases are caused by the release of proinflammatory mediators (histamine, leukotrienes, and prostaglandins) from IgE-sensitized effector cells (mast cells and basophils) when cell-bound IgE antibodies interact with an allergen. In vitro serum testing for IgE antibodies provides an indication of the immune response to allergens that may be associated with allergic disease. The allergens chosen for testing often depend upon the age of the patient, history of allergen exposure, season of the year, and clinical manifestations. In individuals predisposed to develop allergic disease, the sequence of sensitization and clinical manifestations proceed as follows: eczema and respiratory disease (rhinitis and bronchospasm) in infants and children less than 5 years due to food sensitivity (milk, egg, soy, and wheat proteins) followed by respiratory disease (rhinitis and asthma) in older children and adults due to sensitivity to inhalant allergens (dust mite, mold, and pollen inhalants). | Class,IgE kU/L,Interpretation, 0,<0.10,Negative, 0/1,0.10-0.34,Borderline/equivocal, 1,0.35-0.69,Equivocal, 2,0.70-3.49,Positive, 3,3.50-17.4,Positive, 4,17.5-49.9,Strongly positive, 5,50.0-99.9,Strongly positive, 6,> or =100,Strongly positive, | Detection of IgE antibodies in serum (class 1 or greater) indicates an increased likelihood of allergic disease as opposed to other etiologies and defines the allergens that may be responsible for eliciting signs and symptoms. The level of IgE antibodies in serum varies directly with the concentration of IgE antibodies expressed as a class score or kU/L. | Testing for IgE antibodies is not useful in patients previously treated with immunotherapy to determine if residual clinical sensitivity exists or in patients in whom the medical management does not depend upon identification of allergen specificity. Some individuals with clinically insignificant sensitivity to allergens may have measurable levels of IgE antibodies in serum, and test results must be interpreted in the clinical context. False-positive results for IgE antibodies may occur in patients with markedly elevated serum IgE (>2500 kU/L) due to nonspecific binding to allergen solid phases. | Homburger HA, Hamilton RG: Allergic diseases. In: McPherson RA, Pincus MR, eds. Henry's Clinical Diagnosis and Management by Laboratory Methods. 23rd ed. Elsevier; 2017:1057-1070 | Specific IgE from the patient's serum reacts with the allergen of interest, which is covalently coupled to an ImmunoCAP. After washing away nonspecific IgE, enzyme-labeled anti-IgE antibody is added to form a complex. After incubation, unbound anti-IgE is washed away, and the bound complex incubated with a developing agent. After stopping the reaction, the fluorescence of the eluate is measured. Fluorescence is proportional to the amount of specific IgE present in the patient's sample (ie, the higher the fluorescence value, the more IgE antibody is present).(Package insert: ImmunoCAP System Specific IgE FEIA. Phadia; Rev 06/2020) | Same day/1 to 3 days | 14 days | This test was developed and its performance characteristics determined by Mayo Clinic in a manner consistent with CLIA requirements. It has not been cleared or approved by the US Food and Drug Administration. | 86003 | Swordfish, IgE | 7728-9 | SWORD | Swordfish, IgE | 7728-9
SYNAP | Synaptophysin (SYNAPTO) Immunostain, Technical Component Only | Identification of neuronal tumors and tumors with neuroendocrine differentiation | Immunohistochemistry (IHC) | Yes | Synaptophysin IHC, Tech Only | For the initial technical component only immunohistochemical (IHC) stain performed, the appropriate bill-only test ID will be reflexed and charged (IHTOI). For each additional technical component only IHC stain performed, an additional bill-only test ID will be reflexed and charged (IHTOA). | Supplies:Immunostain Technical Only Envelope (T693) Specimen Type:Tissue Container/Tube:Immunostains Technical Only Envelope Preferred:2 Unstained positively charged glass slide (25- x 75- x 1-mm) per test ordered; sections 4-microns thick. Acceptable:Formalin-fixed, paraffin-embedded tissue block |  | Synaptophysin is a calcium-binding protein present in the presynaptic vesicles of neurons as well as vesicles in the neuroendocrine cells. Synaptophysin is expressed in neuronal tumors and tumors with neuroendocrine differentiation, including neuroblastoma, ganglioneuroblastoma, ganglioneuroma, pheochromocytoma/paraganglioma and carcinoid/neuroendocrine carcinoma. Antibodies to synaptophysin strongly stain the cytoplasm of all the neuroendocrine cells in the pancreatic islets and is also seen in adrenal cortical cells, probably due to a closely related protein. |  | This test does not include pathologist interpretation, only technical performance of the stain. If interpretation is required, order PATHC / Pathology Consultation for a full diagnostic evaluation or second opinion of the case. The positive and negative controls are verified as showing appropriate immunoreactivity. If a control tissue is not included on the slide, a scanned image of the relevant quality control tissue is available upon request; call 855-516-8404. Interpretation of this test should be performed in the context of the patient's clinical history and other diagnostic tests by a qualified pathologist. | Age of a cut paraffin section can affect immunoreactivity. Stability thresholds vary widely among published literature and are antigen dependent. Best practice is for paraffin sections to be cut within 6 weeks. | 1. Coffin CM, Braun JT, Wick MR, Dehner LP. A clinicopathologic and immunohistochemical analysis of 53 cases of medulloblastoma with emphasis on synaptophysin expression. Mod Pathol. 1990;3(2):164-170 2. Gould VE, Wiedenmann B, Lee I, et al. Synaptophysin expression in neuroendocrine neoplasms as determined by immunocytochemistry. Am J Pathol. 1987;126(2):243-257 3. Miller DC, Koslow M, Budzilovich GN, Burstein DE. Synaptophysin: a sensitive and specific marker for ganglion cells in central nervous system neoplasms. Hum Pathol. 1990;21(3):271-276 4.Magaki S, Hojat SA, Wei B, So A, Yong WH. An introduction to the performance of immunohistochemistry. Methods Mol Biol. 2019;1897:289-298. doi:10.1007/978-1-4939-8935-5_25 | Immunohistochemistry on sections of paraffin-embedded tissue.(Unpublished Mayo method) | 1 to 3 days | Until staining is complete. | This test has been cleared, approved, or is exempt by the US Food and Drug Administration and is used per manufacturer's instructions. Performance characteristics were verified by Mayo Clinic in a manner consistent with CLIA requirements. | 88342-TC, primary88341-TC, if additional IHC | Synaptophysin IHC, Tech Only | Order only;no result | 70869 | Synaptophysin IHC, Tech Only | Bill only; no result
SS18F | Synovial Sarcoma (SS), 18q11.2 (SS18 or SYT) Rearrangement, FISH, Tissue | Supporting the diagnosis of synovial sarcoma when used in conjunction with an anatomic pathology consultation | Fluorescence In Situ Hybridization (FISH) | Yes | SS18, Synovial Sarcoma, FISH, Ts | This test does not include a pathology consult. If a pathology consultation is requested, PATHC / Pathology Consultation should be ordered, and the appropriate fluorescence in situ hybridization (FISH) test will be performed at an additional charge. | Submit only 1 of the following specimens: Specimen Type:Tissue Preferred:Tissue block Collection Instructions:Submit a formalin-fixed, paraffin-embedded (FFPE) tumor tissue block. Blocks prepared with alternative fixation methods may be acceptable; provide fixation method used. Acceptable:Slides Collection Instructions:Four consecutive, unstained, 5-micron-thick sections placed on positively charged slides, and 1 hematoxylin and eosin-stained slide. | Two consecutive, unstained, 5-micron-thick sections placed on positively charged slides and 1 hematoxylin and eosin-stained slide | Synovial sarcoma (SS) is a malignant soft tissue tumor that predominantly occurs in the lower limbs of children and young adults. This tumor accounts for approximately 5% to 10% of soft tissue tumors, has a poor prognosis, and may occur in other areas of the body such as the head and neck, heart, abdominal wall, mediastinum, and lung, in addition to the extremities. Histologically, SS is grouped either into the monophasic subtype consisting of mostly spindle cells or the biphasic subtype consisting of epithelial and spindle cells. Depending on the site of origin, the differential diagnosis of SS can include mesothelioma, fibrosarcoma, solitary fibrous tumor, leiomyosarcoma, malignant peripheral nerve sheath tumors, epithelioid sarcoma, and clear cell sarcoma. In addition, when the SS is poorly differentiated, the differential diagnosis broadens to include the small round-blue cell tumors (Ewing sarcoma, alveolar rhabdomyosarcoma, and neuroblastoma). Accurate diagnosis of SS is important for appropriate clinical management of patients. Although immunohistochemical markers can be helpful in the correct diagnosis of these various tumor types, recent molecular studies have shown the superior specificity of molecular makers in differentiating SS from other tumors. A recurrent, tumor-specific translocation t(X;18)(p11.2;q11.2) is observed in approximately 90% of synovial sarcomas. A single gene,SS18 (SYT), has been implicated on 18q11.2, while 1 of 3 related genes,SSX1, SSX2,or infrequentlySSX4, is usually involved on Xp11.2. The prevalence ofSS18-SSX1is about twice that ofSS18-SSX2in most studies. Detection of these transcripts is usually performed by reverse transcriptase-PCR (RT-PCR) (SYT / Synovial Sarcoma RT-PCR), which allows specific identification ofSS18-SSX1orSS18-SSX2.Identification of theSS18-SSX1fusion is associated with an unfavorable outcome with significantly shorter overall survival when compared to theSS18-SSX2fusion. Unfortunately, RT-PCR results may be equivocal or falsely negative due to many reasons such as when the available RNA is of poor quality or if a rare translocation partner is present. In these cases, FISH testing can be used to identifySS18gene rearrangements in these tumors, which supports the diagnosis of SS. | An interpretive report will be provided. | A neoplastic clone is detected when the percent of cells with an abnormality exceeds the normal cutoff for theSS18(SYT) FISH probe. A positive result suggests rearrangement of theSS18(SYT) gene region at 18q11.2 and supports the diagnosis of synovial sarcoma (SS). A negative result suggests no rearrangement of theSS18(SYT)gene region at 18q11.2. However, this result does not exclude the diagnosis of SS. | This test is not approved by the US Food and Drug Administration and is best used as an adjunct to existing clinical and pathologic information. Fixatives other than formalin (eg, Prefer, Bouin) may not be successful for FISH assays; however, nonformalin-fixed samples will not be rejected. Paraffin-embedded tissues that have been decalcified are generally unsuccessful for FISH analysis. The pathologist reviewing the hematoxylin and eosin-stained slide may find it necessary to cancel testing. | 1.World Health Organization Classification of Tumours. Pathology and Genetics of Tumours of Soft Tissue and Bone. Edited by CDM Fletcher, K Unni, F Mertens. IARC: Lyon 2002, pp200-204 2. Sandberg AA, Bridge JA: Updates on the cytogenetics and tissue tumors. Synovial sarcoma. Cancer Genet Cytogenet 2002 Feb;133(1):1-23 3. Kokovic I, Bracko M, Golouh R, et al: Are there geographical chimeric transcripts in synovial sarcoma? Cancer Detect Prev 2004;28(4):294-301 4.dos Santos NR, de Bruijn DR, van Kessel AG: Molecular mechanisms underlying human synovial sarcoma development.Genes Chromosomes Cancer2001 Jan;30(1):1-14 | The test is performed using a commercially availableSS18(SYT)dual-color break-apart strategy probe (BAP). Formalin-fixed, paraffin-embedded tissues are cut at 5 microns and mounted on positively charged glass slides. The selection of tissue and the target areas on thehematoxylin and eosin (H and E)-stained slideis performed by a pathologist. Using the H and E-stained slide as a reference, target areas are etched with a diamond-tipped etcher on the back of the unstained slide to be assayed. The probe set is hybridized to the appropriate target areas and 2 technologists each analyze 50 interphase nuclei (100 total) with the results expressed as the percent of abnormal nuclei.(Unpublished Mayo method) | 7 to 10 days | Slides and H&E used for analysis are retained by the laboratory in accordance to CAP and NYS requirements. Client provided paraffin blocks and extra unstained slides (if provided) will be returned after testing is complete. | This test was developed using an analyte specific reagent. Its performance characteristics were determined by Mayo Clinic in a manner consistent with CLIA requirements. This test has not been cleared or approved by the US Food and Drug Administration. | 88271x2, 88291-DNA probe, each (first probe set), Interpretation and report88271x2-DNA probe, each; each additional probe set (if appropriate)88271x1-DNA probe, each; coverage for sets containing 3 probes (if appropriate)88271x2-DNA probe, each; coverage for sets containing 4 probes (if appropriate)88271x3-DNA probe, each; coverage for sets containing 5 probes (if appropriate)88274 w/modifier 52-Interphase in situ hybridization, <25 cells, each probe set (if appropriate)88274-Interphase in situ hybridization, 25 to 99 cells, each probe set (if appropriate) | SS18, Synovial Sarcoma, FISH, Ts | 93810-0 | 53833 | Disclaimer | 62364-5
SSX18 | Synovial Sarcoma Panel, Technical Component Only | Aiding in distinguishing synovial sarcomas from similar sarcomas | Immunohistochemistry (IHC) | Yes | Synovial sarcoma panel IHC, T Only | For the initial technical component only immunohistochemical (IHC) stain performed, the appropriate bill-only test ID will be reflexed and charged (IHTOI). For each additional technical component only IHC stain performed, an additional bill-only test ID will be reflexed and charged (IHTOA). | Supplies:Immunostain Technical Only Envelope (T693) Specimen Type:Tissue Container/Tube:Immunostain Technical Only Envelope Preferred:4 Unstained positively charged glass slide (25- x 75- x 1-mm) per test ordered; sections 4-microns thick. Acceptable:Formalin-fixed, paraffin-embedded tissue block |  | The SS18-SSX fusion-specific antibody and SSX C-terminal antibody are markers used for the diagnosis of synovial sarcoma. The SS18-SSX fusion-specific antibody recognizes SS18-SSX fusion proteins, which are a result of theSS18gene fusing withSSXgene on chromosome 18. This translocation is unique to synovial sarcoma. SSX C-terminal antibody recognizes endogenous levels of SSX (1-4) proteins and the SS18-SSX fusion protein. Using these two antibodies together will aid in distinguishing synovial sarcomas from other histologically similar sarcomas. |  | This test does not include pathologist interpretation, only technical performance of the stain. If interpretation is required, order PATHC / Pathology Consultation for a full diagnostic evaluation or second opinion of the case. The positive and negative controls are verified as showing appropriate immunoreactivity. If a control tissue is not included on the slide, a scanned image of the relevant quality control tissue is available upon request; call 855-516-8404. Interpretation of this test should be performed in the context of the patient's clinical history and other diagnostic tests by a qualified pathologist. | Age of a cut paraffin section can affect immunoreactivity. Stability thresholds vary widely among published literature and are antigen dependent. Best practice is for paraffin sections to be cut within 6 weeks. | 1. Baranov E, McBride M, Bellizzi A, et al. A novel SS18-SSX fusion-specific antibody for the diagnosis of synovial sarcoma. Am J Surg Pathol. 2020;44(7):922-933 2. Kadoch C, Crabtree G. Reversible disruption of mSWI/SNF (BAF) complexes by the SS18-SSX oncogenic fusion in synovial sarcoma. Cell. 2013;153(1):71-85 3. McBride M, Pulice J, Beird H, et al. The SS18-SSX fusion oncoprotein hijacks BAF complex targeting and function to drive synovial sarcoma. Cancer Cell. 2018;33(6):1128-1141 4. Thway K, Fisher C. Synovial sarcoma: defining features and diagnostic evolution. Annals of Diag Path. 2014;18(6):369-380 5.Magaki S, Hojat SA, Wei B, So A, Yong WH. An introduction to the performance of immunohistochemistry. Methods Mol Biol. 2019;1897:289-298. doi:10.1007/978-1-4939-8935-5_25 | Immunohistochemistry on sections of paraffin-embedded tissue.(Unpublished Mayo method) | 1 to 3 days | Until staining is complete. | This test has been cleared, approved, or is exempt by the US Food and Drug Administration and is used per manufacturer's instructions. Performance characteristics were verified by Mayo Clinic in a manner consistent with CLIA requirements. | 88342-TC, primary88341-TC, if additional IHC | Synovial sarcoma panel IHC, T Only | No LOINC Needed | 610610 | Synovial sarcoma panel IHC, T Only | No LOINC Needed
FCSC | Synthetic Cannabinoid Metabolites Screen, Expanded, Urine |  | High Performance Liquid Chromatography/Tandem Mass Spectrometry (LC-MS/MS) | Yes | Synthetic Cannabinoid Screen, Urine | Confirmation test, FCSCU, will be performed, if appropriate, at no additional charge. | ***Must submit one specimen per order. Specimens cannot be shared between multiple orders.*** Specimen Type:Urine Container/Tube:Plastic preservative-free urine container Specimen Volume:5 mL Collection Instructions:Collect 5 mL random urine specimen without preservative. Send specimen refrigerated in a plastic preservative-free urine container. Note:Known interference(s): FUBINACA 3,3-dimethylbutanoic acid: Quetiapine | 2.4 mL |  | Test,Result,Units, 5F-PINACA 3-methylbutanoic acid,None Detected,ng/mL, 4F-BINACA 3,3-dimethylbutanoic acid,None Detected,ng/mL, 5F-PICA 3,3-dimethylbutanoic acid,None Detected,ng/mL, 5F-PINACA 3,3-dimethylbutanoic acid,None Detected,ng/mL, MDMB-4en-PINACA butanoic acid,None Detected,ng/mL, FUBINACA 3-methylbutanoic acid,None Detected,ng/mL, FUBINACA 3,3-dimethylbutanoic acid,None Detected,ng/mL, 4-carboxy-NA-PIM,None Detected,ng/mL, |  |  |  |  | 10 to 16 days |  | This test was developed and its performance characteristics determined by NMS Labs. It has not been cleared or approved by the U.S. Food and Drug Administration. | 80307 | Synthetic Cannabinoid Screen, Urine | Not Provided | Z6101 | 4-carboxy-NA-PIM | Not Provided
SGSU | Synthetic Glucocorticoid Screen, Random, Urine | Confirming the presence of the listed synthetic glucocorticoids Confirming the cause of secondary adrenal insufficiency | Liquid Chromatography Tandem Mass Spectrometry (LC-MS/MS) | Yes | Synthetic Glucocorticoid Screen, U | Urine | Supplies:Urine tubes, 10 mL (T068) Container/Tube:Plastic, 10-mL urine tube Specimen Volume:5 mL Collection Instructions: 1. Collect arandom urine specimen. 2. No preservative. | 0.6 mL | Synthetic glucocorticoids are widely used and have important clinical utility both as anti-inflammatory and immunosuppressive agents. The medical use of these agents, as well as their surreptitious use, can sometimes lead to a confusing clinical presentation. Patients exposed to these steroids may present with clinical features of Cushing syndrome but with suppressed cortisol levels and evidence of hypothalamus-pituitary-adrenal axis suppression. | Negative Cutoff concentrations Betamethasone: 0.10 mcg/dL Budesonide: 0.20 mcg/dL Dexamethasone: 0.10 mcg/dL Fludrocortisone: 0.10 mcg/dL Megestrol acetate: 0.10 mcg/dL Methylprednisolone: 0.10 mcg/dL Prednisolone: 0.10 mcg/dL Prednisone: 0.10 mcg/dL Triamcinolone acetonide: 0.10 mcg/dL Values for normal patients not taking these synthetic glucocorticoids should be less than the cutoff concentration (detection limit). | This test screens for and quantitates, if present, the following synthetic glucocorticoids: betamethasone, budesonide, dexamethasone, fludrocortisone, megestrol acetate, methylprednisolone, prednisolone, prednisone, and triamcinolone acetonide. The presence of synthetic glucocorticoids in urine indicates current or recent use of these compounds. Since several of these compounds exceed the potency of endogenous cortisol by 1 or more orders of magnitude, even trace levels may be associated with cushingoid features. | This method cannot detect all synthetic steroids available either as pharmaceutical compounds or chemicals present in food. The assay confirms only the listed synthetic glucocorticoids. For more information see Interpretation. Lack of detection does not preclude use of synthetic glucocorticoid because adrenal suppression may persist for some time after the exogenous steroid is discontinued. | 1. Cave A, Arlett P, Lee E. Inhaled and nasal corticosteroids: factors affecting the risks of systemic adverse effects. Pharmacol Ther. 1999;83(3):153-179 2. Bijlsma JWJ, Van Everdingen AA, Huisman M, De Nijs RNJTL, Jacobs JWG. Glucocorticoids in rheumatoid arthritis: effects on erosions and bone. Ann NY Acad Sci. 2002;966:82-90 3. Sandborn WJ. Steroid-dependent Crohn's disease. Can J Gastroenterol. 2000;14 Suppl C:17C-22C 4. Benvenuti S, Brandi ML. Corticosteroid-induced osteoporosis: pathogenesis and prevention. Clin Exp Rheumatol. 2000;18(4 Suppl 20):S64-S66 5. Loke TK, Sousa AR, Corrigan CJ, Lee TH. Glucocorticoid-resistant asthma. Curr Allergy Asthma Rep. 2002;2(2):144-150 6.Fardet L, Petersen I, Nazareth I. Monitoring of patients on long-term glucocorticoid therapy: a population-based cohort study.Medicine (Baltimore). 2015;94(15):e647. doi:10.1097/MD.0000000000000647 7. Cronin JJ, McCoy S, Kennedy U, et al. A randomized trial of single-dose oral dexamethasone versus multidose prednisolone for acute exacerbations of asthma in children who attend the emergency department. Ann Emerg Med. 2016;67(5):593-601.e3. doi:10.1016/j.annemergmed.2015.08.001 | The synthetic glucocorticoids are extracted from 0.5 mL of urine using an acetonitrile protein precipitation followed by methylene chloride liquid extraction of the solvent. Cortisol-9, 11, 12, 12-d, and triamcinolone-d1 acetonide-d6 are added to each sample before the liquid extraction and serve as the internal standards. Then, 17 mcL of the reconstituted sample extract is injected into a high-performance liquid chromatography system and analyzed by tandem mass spectrometry. The mass spectrometer has an electrospray interface and is operated in the multiple reaction monitoring positive mode. The calibration utilizes a 4-point standard curve over a concentration range of 0 to 25 mcg/dL.(McWhinney BC, Ward G, Hickman PE. Improved HPLC method for simultaneous analysis of cortisol, 11-deoxycortisol, prednisolone, methylprednisolone, and dexamethasone in serum and urine. Clin Chem. 1996;42:979-981; Savu S, Silvestro L, Haag A, Sorgel F. A confirmatory HPLC-MS/MS method for ten synthetic corticosteroids in bovine urines. J Mass Spectrom. 1996;31[12]:1351-1363; Djedovic NK, Rainbow SJ. Detection of synthetic glucocorticoids by liquid chromatography-tandem mass spectrometry in patients being investigated for Cushing's syndrome. Ann Clin Biochem. 2011;48[Pt 6]:542-549. doi:10.1258/acb.2011.010250) | 5 to 11 days | 3 months | This test was developed and its performance characteristics determined by Mayo Clinic in a manner consistent with CLIA requirements. It has not been cleared or approved by the US Food and Drug Administration. | 80299 | Synthetic Glucocorticoid Screen, U | 46959-3 | 23574 | Triamcinolone Acetonide | 46958-5
SGSS | Synthetic Glucocorticoid Screen, Serum | Confirming the presence of listed synthetic glucocorticoids (see Interpretation) Confirming the cause of secondary adrenal insufficiency This test isnot useful fordetection of fluticasone propionate. | Liquid Chromatography Tandem Mass Spectrometry (LC-MS/MS) Stable Isotope Dilution Analysis | Yes | Synthetic Glucocorticoid Screen, S | Serum | Collection Container/Tube: Preferred:Red top Acceptable:Serum gel Submission Container/Tube:Plastic vial Specimen Volume:2 mL Collection Instructions: Centrifuge and aliquot serum into a plastic vial. | 1.1 mL | Synthetic glucocorticoids are widely used and have important clinical utility both as anti-inflammatory and immunosuppressive agents. The medical use of these agents, as well as their surreptitious use, can sometimes lead to a confusing clinical presentation. Patients exposed to these steroids may present with clinical features of Cushing syndrome but with suppressed cortisol levels and evidence of hypothalamus-pituitary-adrenal axis suppression. | Negative Cutoff concentrations Betamethasone: 0.10 mcg/dL Budesonide: 0.20 mcg/dL Dexamethasone: 0.10 mcg/dL Fludrocortisone: 0.10 mcg/dL Megestrol acetate: 0.10 mcg/dL Methylprednisolone: 0.10 mcg/dL Prednisolone: 0.10 mcg/dL Prednisone: 0.10 mcg/dL Triamcinolone acetonide: 0.10 mcg/dL Values for normal patients not taking these synthetic glucocorticoids should be less than the cutoff concentration (detection limit). | This test screens for and quantitates, if present, the followingsynthetic glucocorticoids: betamethasone, budesonide, dexamethasone, fludrocortisone,megestrolacetate, methylprednisolone, prednisolone, prednisone, and triamcinolone acetonide. The presence of synthetic glucocorticoids in serum indicates current or recent use of these compounds. Since several of thesecompounds exceed the potency of endogenous cortisol by 1 ormore orders of magnitude, even trace levels may be associatedwith cushingoid features. | This method cannot detect all available synthetic steroids available either as pharmaceutical compounds or chemicals present in food. The assay confirms only the listed synthetic glucocorticoids. For more information see Interpretation. Lack of detection does not preclude use of syntheticglucocorticoids because adrenal suppression may persist for sometime after the exogenous steroid is discontinued. | 1. Cave A, Arlett P, Lee E: Inhaled and nasal corticosteroids: factors affecting the risks of systemic adverse effects. Pharmacol Ther. 1999 Sep;83(3):153-179 2. Bijlsma JWJ, Van Everdingen AA, Huisman M, De Nijs RNJTL, Jacobs JWG: Glucocorticoids in rheumatoid arthritis: effects on erosions and bone. Ann NY Acad Sci. 2002 Jun;966:82-90 3. Sandborn WJ: Steroid-dependent Crohn's disease. Can J Gastroenterol. 2000 Sep;14 Suppl C:17C-22C 4. Benvenuti S, Brandi ML: Corticosteroid-induced osteoporosis: pathogenesis and prevention. Clin Exp Rheumatol. 2000 Jul-Aug;18(4 Suppl 20):S64-S66 5. Loke TK, Sousa AR, Corrigan CJ, Lee TH: Glucocorticoid-resistant asthma. Curr Allergy Asthma Rep. 2002 Mar;2(2):144-150 6.Fardet L, Petersen I, Nazareth I: Monitoring of patients on long-term glucocorticoid therapy: a population-based cohort study.Medicine (Baltimore). 2015 Apr;94(15):e647. doi: 10.1097/MD.0000000000000647 7. Cronin JJ, McCoy S, Kennedy U, et al: A randomized trial of single-dose oral dexamethasone versus multidose prednisolone for acute exacerbations of asthma in children who attend the emergency department. Ann Emerg Med. 2016 May;67(5):593-601.e3. doi: 10.1016/j.annemergmed.2015.08.001 | The synthetic glucocorticoids are extracted from 0.5 mL of urine using an acetonitrile protein precipitation followed by methylene chloride liquid extraction of the solvent. Cortisol-9, 11, 12, 12-d, and triamcinolone-d1 acetonide-d6 are added to each sample before the liquid extraction and serve as the internal standards. Then, 17 mcL of the reconstituted sample extract is injected into a high-performance liquid chromatography system and analyzed by tandem mass spectrometry. The mass spectrometer has an electrospray interface and is operated in the multiple reaction monitoring positive mode. The calibration utilizes a 4-point standard curve over a concentration range of 0 to 25 mcg/dL.(McWhinney BC, Ward G, Hickman PE: Improved HPLC method for simultaneous analysis of cortisol, 11-deoxycortisol, prednisolone, methylprednisolone, and dexamethasone in serum and urine. Clin Chem. 1996 Jun;42:979-981; Savu S, Silvestro L, Haag A, Sorgel F: A confirmatory HPLC-MS/MS method for ten synthetic corticosteroids in bovine urines. J Mass Spectrom. 1996 Dec;31[12]:1351-1363; Djedovic NK, Rainbow SJ: Detection of synthetic glucocorticoids by liquid chromatography-tandem mass spectrometry in patients being investigated for Cushing's syndrome. Ann Clin Biochem. 2011 Nov;48(Pt 6):542-549. doi: 10.1258/acb.2011.010250) | 5 to 10 days | 2 weeks | This test was developed and its performance characteristics determined by Mayo Clinic in a manner consistent with CLIA requirements. It has not been cleared or approved by the US Food and Drug Administration. | 80299 | Synthetic Glucocorticoid Screen, S | 43141-1 | 23605 | Triamcinolone Acetonide | 41767-5
TPPA | Syphilis Antibody, Treponema pallidum Particle Agglutination, Serum | An aid to resolve discrepant results between screening treponemal and non-treponemal assays This test isnot recommended forgeneral screening purposes for syphilis. This test shouldnot be usedto evaluate response to therapy. This test isnot intended formedical-legal use. | Particle Agglutination | Yes | Syphilis Ab by TP-PA, S | For more information seeSyphilis Serology Algorithm. | Collection Container/Tube: Preferred:Serum gel Acceptable:Red top Submission Container/Tube:Plastic vial Specimen Volume:0.5 mL Collection Instructions: Centrifuge and aliquot serum into a plastic vial. | 0.3 mL | Syphilis is a disease caused by infection with the spirocheteTreponema pallidumsubspeciespallidum. The infection is systemic, and the disease is characterized by periods of latency. These features, together with the fact thatT pallidumcannot be isolated in culture, mean that serologic techniques play a major role in the diagnosis and follow-up of treatment for syphilis. Syphilis is categorized by an early primary infection in which patients may have nonspecific symptoms and, potentially, genital lesions. Patients tested by serology during the primary phase may be negative for antibodies, especially if testing is performed during the first 1 to 2 weeks after symptom onset. As the disease progresses into the secondary phase, antibodies toT pallidumreach peak titers and may persist indefinitely regardless of the disease state or prior therapy. Therefore, detection of antibodies to nontreponemal antigens, such as cardiolipin (a lipoidal antigen released by host cells damaged byTpallidum) may help to differentiate between active and past syphilis infection. Non-treponemal antibodies are detected by the rapid plasma reagin (RPR) assay, which is typically positive during current infection and negative following treatment or during late/latent forms of syphilis. For prenatal syphilis screening, the syphilis IgG test (SYPH1 /Syphilis IgG with Reflex, Enzyme Immunoassay, Serum) is recommended. Testing for IgM-class antibodies toTpallidumshould not be performed during routine pregnancy screening. Historically, the serologic testing algorithm for syphilis included an initial nontreponemal screening test, such as the RPR or VDRL tests. Because these tests measure the host's antibody response to nontreponemal antigens, they may lack specificity. Therefore, a positive result by RPR or VDRL requires confirmation by a treponemal-specific test, such as theT pallidumparticle agglutination (TP-PA) assay. Although technically simple to perform, the TP-PA assay is labor intensive and requires subjective interpretation by testing personnel. Due to the increased specificity of treponemal assays and the objective result interpretation of automated treponemal immunoassays, many large clinical laboratories have switched to screening for syphilis using a reverse algorithm. Per this algorithm, serum samples are first tested by an automated treponemal immunoassay, and positive samples are reflexed to the RPR assay to provide an indication of the patient's disease state and history of treatment. For specimens testing positive by the screening treponemal assay and negative by RPR, a second treponemal test (eg, TP-PA) is performed. The results of TP-PA assist in determining whether the results of a screening treponemal test are truly or falsely positive. | Negative | Syphilis screening at Mayo Clinic is performed by using the reverse algorithm, which first tests sera forTreponema pallidumspecific IgG antibodies using an automated immunoassay. Antibodies to syphilis can remain elevated despite appropriate antimicrobial treatment and a reactive result does not distinguish between recent or past infection. To further evaluate disease and treatment status, samples that are reactive by the syphilis screening test are reflexed to the rapid plasma reagin (RPR) assay, which detects antibodies to cardiolipin, a lipoidal antigen released from host cells damaged byTpallidum. Unlike treponemal-specific antibodies, RPR titers decrease and usually become undetectable following appropriate treatment and can be used to monitor response to therapy. In some patients, the results of the treponemal screening test and RPR may be discordant (eg, syphilis IgG positive and RPR negative). To discriminate between a falsely reactive screening result and past syphilis, a second treponemal-specific antibody test is recommended using a method that is different from the initial screening test (eg,T pallidumparticle agglutination: TP-PA). In the setting of a positive syphilis IgG screening result and a negative RPR, a positive TP-PA result is consistent with one of the following: 1. Past, successfully treated syphilis 2. Early syphilis with undetectable RPR titers 3. Late/latent syphilis in patients who do not have a history of treatment for syphilis Further historical evaluation is necessary to distinguish between these scenarios (Table). In the setting of a positive syphilis IgG screening result and a negative RPR, a negative TP-PA result is most consistent with a falsely reactive syphilis IgG screen (Table). If syphilis remains clinically suspected, a second specimen should be submitted, order SYPH1 /Syphilis IgG with Reflex, Enzyme Immunoassay, Serum. Table. Interpretation and follow-up of reverse screening results Patient history Test and result Interpretation Follow-up EIA/CIA/MFI RPR TP-PA Unknown history of syphilis Nonreactive N/A N/A No serologic evidence of syphilis None, unless clinically indicated (eg, early/acute/ primary syphilis) Unknown history of syphilis Reactive Reactive N/A Untreated or recently treated syphilis See Centers for Disease Control and Prevention treatment guidelines Unknown history of syphilis Reactive Nonreactive Nonreactive Probable false-positive screening test No follow-up testing, unless clinically indicated (eg, acute/primary syphilis) Unknown history of syphilis Reactive Nonreactive Reactive Possible syphilis (eg, early or latent) or previously treated syphilis Historical and clinical evaluation required Known history of syphilis Reactive Nonreactive Reactive or N/A Past, successfully treated syphilis None CIA, chemiluminescence immunoassay; EIA, enzyme immunoassay; N/A, not applicable; RPR, rapid plasma reagin; TP-PA,Treponema pallidumparticle agglutination. | Testing by onlyTreponema pallidumparticle agglutination (TP-PA) is not recommended for general screening purposes for syphilis. TP-PA should only be requested when: 1. The results of a treponemal screening test and rapid plasma reagin (RPR) are discordant (eg, syphilis IgG-positive, RPR-negative). 2. A laboratory screens for syphilis using RPR and is in need of a treponemal confirmatory test. Interpretation of results obtained with the Serodia TP-PA syphilis antibody test must be used in conjunction with the patient's clinical symptoms, medical history, and other clinical and laboratory findings. Serodia TP-PA assay is less sensitive than the fluorescent treponemal antibody absorption (FTA-ABS) test in untreated primary syphilis but compares favorably in all other stages of syphilis. Serodia TP-PA assay should not be used to evaluate response to therapy since treponemal tests tend to remain reactive following treatment for syphilis. Serodia TP-PA assay may be reactive in a small percentage (<1%) of normal or healthy persons. These false-positive results are often transient with unknown cause. False-positive results may occur in association with other underlying illnesses. Serodia TP-PA may be reactive in persons from areas endemic for yaws or pinta. Serodia TP-PA performs best in populations at risk forT palliduminfection. False-positive or inconclusive results for this assay may be seen in patients with HIV, leprosy, toxoplasmosis, orHelicobacter pylori. | 1. Park IU, Tran A, Pereira L, Fakile Y: Sensitivity and specificity of treponemal-specific tests for diagnosis of syphilis. Clinical Infectious Diseases. 2020 Jul 1;71:S13-S20 2. Tuddenham S, Katz SS, Ghanem KG: Syphilis laboratory guidelines: performance characteristics of nontreponemal antibody tests. Clinical Infectious Diseases. 2020 Jul 1;71:S21-S42 3. Ortiz DA, Shukla MR, Loeffelholz MJ: The traditional or reverse algorithm for diagnosis of syphilis: pros and cons. Clinical Infectious Diseases. 2020 Jul 1;71:S43-S51 | The SerodiaTreponema pallidumparticle agglutination (TP-PA) test is based on the agglutination of colored gelatin particle carriers sensitized withTreponemapallidum(Nichols Strain) antigen. Serum samples are serially diluted in microplate wells. Sensitized gelatin particles are added to respective wells and the contents of the plate mixed. The mixture is incubated for 2 hours at ambient temperature. Serum containing specific antibodies will react with the antigen-sensitized colored gelatin particles to form a smooth mat of agglutinated particles in the microplate well. A compact button formed by the settling of the non-agglutinated particles characterizes negative reactions. The agglutination patterns are read visually to determine interpretation.(Package insert: Serodia TP-PA. Fujirebio Diagnostics, Inc; 08/2017) | Same day/1 to 4 days | 14 days | This test has been cleared, approved, or is exempt by the US Food and Drug Administration and is used per manufacturer's instructions. Performance characteristics were verified by Mayo Clinic in a manner consistent with CLIA requirements. | 86780 | Syphilis Ab by TP-PA, S | 24312-1 | 61480 | Syphilis Ab by TP-PA, S | 24312-1
NSYPH | Syphilis IgG Enzyme Immunoassay, Serum | An aid in the diagnosis of infection withTreponema pallidum Routine prenatal screening This test isnot usefulfor diagnosis of congenital syphilis. This test isnot offeredas a screening or confirmatory test for blood donor specimens. | Enzyme Immunoassay (EIA) | Yes | Syphilis IgG EIA, S | Serum | Collection Container/Tube:Serum gel Acceptable:Red top Submission Container/Tube:Plastic vial Specimen Volume:0.6 mL Collection Instructions:Centrifuge and aliquot serum into plastic vial. | 0.5 mL | Syphilis is caused by infection with the spirocheteTreponema pallidumsubspeciespallidum. The infection is systemic, and the disease is characterized by periods of latency. These features, together with the fact thatT pallidumcannot be isolated in culture, mean that serologic techniques play a major role in the diagnosis and follow-up of treatment for syphilis. Historically, the serologic testing algorithm for syphilis included an initial non-treponemal screening test, such as the rapid plasma reagin (RPR) or the VDRL tests. Because these tests measure the host's immune response to nontreponemal antigens, they lack specificity. Therefore, a positive result by RPR or VDRL requires confirmation by a treponemal-specific test, such as the fluorescent treponemal antibody-absorption (FTA-ABS) or microhemagglutination (MHA-TP) assay. Although the FTA-ABS and MHA-TP assays are technically simple to perform, they are labor intensive and require subjective interpretation by testing personnel. As an alternative to the traditional syphilis screening algorithm, many laboratories utilize the reverse syphilis screening algorithm. This algorithm starts with an automated treponemal assay to detect antibodies specific toT pallidum. If this screening assay is positive, the sample is reflexed for testing by RPR, which, if positive, is reported with a titer and is indicative of active or recent syphilis infection. If the RPR is negative, the sample is reflexed to a second treponemal assay, such as theT pallidumparticle agglutination (TP-PA) assay. If the TP-PA is positive, this would indicate previously treated or late-stage syphilis infection. Alternatively, if the TP-PA is negative, the initial positive screen is interpreted as a false-positive result. Syphilis screening at Mayo Clinic is performed using the reverse algorithm, which first tests sera forT pallidumspecific IgG antibodies using an automated enzyme immunoassay. A positive treponemal test suggests infection withT pallidumbut does not distinguish between recent, past, treated, or untreated infection. This is because treponemal tests may remain reactive for life, even following adequate therapy. Therefore, the results of a nontreponemal assay, such as RPR, are needed to provide information on a patient's disease state and history of therapy.(Table) In some patients, the results of the treponemal screening test and RPR may be discordant (eg, syphilis IgG positive and RPR negative). To discriminate between a falsely reactive screening result and past syphilis, a second treponemal-specific antibody test is recommended using a method that is different from the initial screen test (eg, TP-PA). In the setting of a positive syphilis IgG screening result and a negative RPR, a positive TP-PA result is consistent with either 1) past, successfully treated syphilis, 2) early syphilis with undetectable RPR, or 3) late/latent syphilis in patients who do not have a history of treatment for syphilis. Further historical evaluation is necessary to distinguish between these scenarios.(Table) In the setting of a positive syphilis IgG screening result and a negative RPR, a negative TP-PA result is most consistent with a falsely reactive syphilis IgG screen.(Table) If syphilis remains clinically suspected, a second specimen should be submitted for testing. Table. Interpretation and follow-up of reverse screening results: Test and result Patient history Syphilis IgG Ab by EIA RPR TP-PA Interpretation Follow-up Unknown history of syphilis Nonreactive NA NA No serologic evidence of syphilis None, unless clinically indicated (eg, early/acute/primary syphilis) Unknown history of syphilis Reactive Reactive NA Untreated or recently treated syphilis See Centers for Disease Control and Prevention treatment guidelines Unknown history of syphilis Reactive Nonreactive Nonreactive Probable false-positive screening test No follow-up testing, unless clinically indicated (eg, acute/primary syphilis) Unknown history of syphilis Reactive Nonreactive Reactive Possible syphilis (eg, early or latent) or previously treated syphilis Historical and clinical evaluation required Unknown history of syphilis Equivocal NA NA NA Unknown history of syphilis Known history of syphilis Reactive Nonreactive Reactive or NA Past, successfully treated syphilis None EIA, enzyme immunoassay; NA, not applicable; RPR, rapid plasma reagin; TP-PA,Treponema pallidumparticle agglutination | Nonreactive Reference values apply to all ages | Nonreactive: No serologic evidence of exposure toTreponema pallidum(syphilis). Repeat testing may be considered in patients with suspected acute or primary syphilis. Equivocal: Recommend follow-up testing in 10 to 14 days if clinically indicated. Reactive: Results suggest infection withT pallidumat some point in time. Results do not distinguish between recent or past infection, or between treated and untreated syphilis as treponema-specific IgG may remain elevated despite appropriate therapy. Falsely reactive treponemal results may occur; additional testing by a non-treponemal assay is recommended if not previously performed on this sample. | Despite active syphilis, serologic tests may be negative in severely immunosuppressed patients such as those with AIDS. In very early cases of primary syphilis, serology tests may be negative. In cases of untreated, late or latent syphilis, the result ofrapid plasma reaginmay be negative. However, the syphilis screeningenzyme immunoassay (EIA)andTreponema pallidumparticle agglutination (TP-PA) should be positive. A thorough clinical and historical evaluation should be performed to determine if treatment for latent syphilis is required. Results should be considered in the context of all available clinical and laboratory data. | 1. Centers for Disease Control and Prevention (CDC): Discordant results from reverse sequence syphilis screening-five laboratories, United States, 2006-2010. Morb Mortal WKLY Rep. 2011 Feb 11;60(5):133-137 2. Radolf JD, Tramont EC, Salazar JC: Syphilis(Treponema pallidum). In: Bennett JE, Dolin R, Blaser MJ, eds. Mandell, Douglas, and Bennett's Principles and Practice of Infectious Diseases. 9th ed. Elsevier; 2020:2865-289291 3. Binnicker MJ, Jespersen DJ, Rollins LO: Direct comparison of the traditional and reverse syphilis screening algorithms in a population with a low prevalence of syphilis. J Clin Microbiol. 2012 Jan;50(1):148-150 | Microtitration wells, coated with whole-cell sonicatedTreponema pallidum(Nichols strain) antigens, are incubated with serum specimens which may contain specific antibodies toT pallidum. After incubation, unbound components in the test sample are washed away. IgG antibodies from the specimen that bound toT pallidumantigens are detected using monoclonal anti-human IgG secondary antibodies conjugated to horseradish peroxidase (HRP) during a second incubation period. Following a second wash cycle, the enzyme conjugate on bound secondary antibodies is detected following addition of tetramethylbenzidine (TMB). The enzymatic reaction is stopped using 1 N sulfuric acid. The assay is measured spectrophotometrically to indicate the presence or absence of IgG treponemal antibodies relative to a cut-off calibrator.(Package insert: CAPTIA Syphilis (T Pallidum)-G. Trinity Biotek USA; 800-970-29 Rev H, 10/2013) | Same day/1 to 3 days | 14 days | This test has been cleared, approved, or is exempt by the US Food and Drug Administration and is used per manufacturer's instructions. Performance characteristics were verified by Mayo Clinic in a manner consistent with CLIA requirements. | 86780 | Syphilis IgG EIA, S | 47238-1 | NSYPH | Syphilis IgG EIA, S | 47238-1
SYPH1 | Syphilis IgG with Reflex, Enzyme Immunoassay, Serum | Aid for the diagnosis of infection withTreponema pallidumusing an algorithmic approach Routine prenatal screening This test isnot offeredas a screening or confirmatory test for blood donor specimens. This test isnot usefulfor diagnosis of congenital syphilis. | SYPH1: Enzyme Immunoassay (EIA) RRPRS, RRPRQ: Flocculation/Agglutination RTPPA: Particle Agglutination | Yes | Syphilis IgG w/ Reflex, EIA, S | If the syphilis IgG result is reactive or equivocal, then the rapid plasma reagin (RPR) screen will be performed at an additional charge. | Collection Container/Tube: Preferred:Serum gel Acceptable:Red top Submission Container/Tube:Plastic vial Specimen Volume:1.5 mL Collection Instructions:Centrifuge and aliquot serum into a plastic vial. | 1 mL | Syphilis is caused by infection with the spirocheteTreponema pallidumsubspeciespallidum. The infection is systemic, and the disease is characterized by periods of latency. These features, together with the fact thatT pallidumcannot be isolated in culture, mean that serologic techniques play a major role in the diagnosis and follow-up of treatment for syphilis. Historically, the serologic testing algorithm for syphilis included an initial nontreponemal screening test, such as the rapid plasma reagin (RPR) or the VDRL tests. Because these tests measure the host's immune response to nontreponemal antigens, they lack specificity. Therefore, a positive result by RPR or VDRL requires confirmation by a treponemal-specific test, such as the fluorescent treponemal antibody-absorption (FTA-ABS) or microhemagglutination (MHA-TP) assay. Although the FTA-ABS and MHA-TP assays are technically simple to perform, they are labor intensive and require subjective interpretation by testing personnel. As an alternative to the traditional syphilis screening algorithm, many laboratories utilize the reverse syphilis screening algorithm. This algorithm starts with an automated treponemal assay to detect antibodies specific toT pallidum. If this screening assay is positive, the sample is reflexed for testing by RPR, which, if positive, is reported with a titer and is indicative of active or recent syphilis infection. If the RPR is negative, the sample is reflexed to a second treponemal assay, such as theT pallidumparticle agglutination (TP-PA) assay. If the TP-PA is positive, this would indicate previously treated or late-stage syphilis infection. Alternatively, if the TP-PA is negative, the initial positive screen is interpreted as a false-positive result. Syphilis screening at Mayo Clinic is performed using the reverse algorithm, which first tests sera forT pallidumspecific IgG antibodies using an automated enzyme immunoassay. A positive treponemal test suggests infection withT pallidumbut does not distinguish between recent, past, treated, or untreated infections. This is because treponemal tests may remain reactive for life, even following adequate therapy. Therefore, the results of a nontreponemal assay, such as RPR, are needed to provide information on a patient's disease state and history of therapy.(Table) In some patients, the results of the treponemal screening test and RPR may be discordant (eg, syphilis IgG positive and RPR negative). To discriminate between a falsely reactive screening result and past syphilis, a second treponemal-specific antibody test is recommended using a method that is different from the initial screen test (eg, TP-PA). In the setting of a positive syphilis IgG screening result and a negative RPR, a positive TP-PA result is consistent with either 1) past, successfully treated syphilis, 2) early syphilis with undetectable RPR, or 3) late/latent syphilis in patients who do not have a history of treatment for syphilis. Further historical evaluation is necessary to distinguish between these scenarios.(Table) In the setting of a positive syphilis IgG screening result and a negative RPR, a negative TP-PA result is most consistent with a falsely reactive syphilis IgG screen.(Table) If syphilis remains clinically suspected, a second specimen should be submitted for testing. Table. Interpretation and follow-up of reverse screening results: Test and result Patient history Syphilis IgG antibody by EIA RPR TP-PA Interpretation Follow-up Unknown history of syphilis Nonreactive NA NA No serologic evidence of syphilis None, unless clinically indicated (eg, early/acute/ primary syphilis) Unknown history of syphilis Reactive Reactive NA Untreated or recently treated syphilis See Centers for Disease Control and Prevention treatment guidelines Unknown history of syphilis Reactive Nonreactive Nonreactive Probable false-positive screening test No follow-up testing, unless clinically indicated (eg, acute/primary syphilis) Unknown history of syphilis Reactive Nonreactive Reactive Possible syphilis (eg, early or latent) or previously treated syphilis Historical and clinical evaluation required Unknown history of syphilis Equivocal NA NA NA Unknown history of syphilis Known history of syphilis Reactive Nonreactive Reactive or NA Past, successfully treated syphilis None EIA-enzyme immunoassay NA-not applicable RPR-rapid plasma reagin TP-PA-T pallidumparticle agglutination | SYPHILIS IgG SCREEN Nonreactive RAPID PLASMA REAGIN SCREEN Negative RAPID PLASMA REAGIN TITER Negative SYPHILIS ANTIBODY,Treponema pallidum-PARTICLE AGGLUTINATION Negative Reference values apply to all ages | Nonreactive: No serologic evidence of infection toTreponemapallidum(syphilis). Repeat testing may be considered in patients with suspected acute or primary syphilis in 2 to 4 weeks. Equivocal: Rapid plasma reagin (RPR) has been ordered to help distinguish between infection withT pallidum(syphilis) versus a falsely reactive treponemal antibody result. Reactive: RPR has been ordered to help distinguish between infection withT pallidum(syphilis) versus a falsely reactive treponemal antibody result. | Despite active syphilis, serologic tests may be negative in severely immunosuppressed patients such as those with AIDS. In very early cases of primary syphilis, serology tests for syphilis may be negative. In cases of untreated, late or latent syphilis, the result of rapid plasma reagin may be negative. However, the syphilis screening by enzyme immunoassay andTreponemapallidumparticle agglutinationshould be positive. A thorough clinical and historical evaluation should be performed to determine if treatment for latent syphilis is required. Results should be considered in the context of all available clinical and laboratory data. | 1. Centers for Disease Control and Prevention (CDC): Discordant results from reverse sequence syphilis screening-five laboratories, United States, 2006-2010. MMWR Morb Mortal Wkly Rep. 2011;60 Feb(5):133-137 2. Radolf JD, Tramont EC, Salazar JC: Syphilis(Treponema pallidum). In: Bennett JE, Dolin R, Blaser MJ, eds. Mandell, Douglas, and Bennett's Principles and Practice of Infectious Diseases. 9th ed. Elsevier; 2020:2865-2892 3. Binnicker MJ, Jespersen DJ, Rollins LO: Direct comparison of the traditional and reverse syphilis screening algorithms in a population with a low prevalence of syphilis. J Clin Microbiol. 2012: Jan;50(1):148-150 | Microtitration wells, coated with whole-cell sonicatedTreponemapallidum(Nichols strain) antigens are incubated with serum specimens, which may contain specific antibodies toT pallidum. After incubation, unbound components in the test sample are washed away. IgG antibodies from the specimen that bound toT pallidumantigens are detected using monoclonal anti-human IgG secondary antibodies conjugated to horseradish peroxidase (HRP) during a second incubation period. Following a second wash cycle, the enzyme conjugate on bound secondary antibodies is detected following addition of TMB (tetramethylbenzidine). The enzymatic reaction is stopped using 1 N sulfuric acid. The assay is measured spectrophotometrically to indicate the presence or absence of IgG treponemal antibodies relative to a cut-off calibrator.(Package insert: CAPTIA Syphilis (T pallidum)-G. Trinity Biotech; 800-970-29 Rev H, 10/2013) If the IgG result is equivocal or reactive, a rapid plasma reagin (RPR) screen is performed manually. If the RPR screen is positive, the RPR titer test is performed manually. | Same day/1 to 4 days | 14 days | This test has been cleared, approved, or is exempt by the US Food and Drug Administration and is used per manufacturer's instructions. Performance characteristics were verified by Mayo Clinic in a manner consistent with CLIA requirements. | 86780-Syphilis IgG Screen86592-Syphilis Rapid Plasma Reagin Screen (if appropriate)86593-Rapid Plasma Reagin Titer (if appropriate)86780-Syphilis Antibody by TP-PA (if appropriate) | Syphilis IgG w/ Reflex, EIA, S | 47238-1 | SYPH1 | Syphilis IgG w/ Reflex, EIA, S | 47238-1
SYPNB | Syphilis Total Antibody Bill Only 1 (Bill Only) |  | This test is for billing purposes only. This is not an orderable test. | Yes | Syphilis Total Ab Bill Only 1 | Varies | This test is for billing purposes only. This is not an orderable test. |  |  | This test is for billing purposes only. This is not an orderable test. | [6 empty] | Not Applicable | 86780
SYPPB | Syphilis Total Antibody Bill Only 2 (Bill Only) |  | This test is for billing purposes only. This is not an orderable test. | Yes | Syphilis Total Ab Bill Only 2 | Varies | This test is for billing purposes only. This is not an orderable test. |  |  | This test is for billing purposes only. This is not an orderable test. | [6 empty] | Not Applicable | 0064U (PLA)
TBNY | T, B and NK Lymphocyte Quantitation, New York, Blood | Only orderable by New York clients Serial monitoring of CD4 T-cell count in patients who are HIV-positive Follow-up and diagnostic evaluation of primary immunodeficiencies, including severe combined immunodeficiency Immune monitoring following immunosuppressive therapy for transplantation, autoimmunity, and other immunological conditions where such treatment is utilized Assessment of immune reconstitution post-hematopoietic cell transplantation Early screening of gross quantitative anomalies in lymphocyte subsets in infection or malignancies Absolute quantitation of circulating B cells for diagnosis of patients with chronic lymphocytic leukemia as indicated in the 2008International Workshop on Chronic Lymphocytic Leukemiaguidelines | Fluorescent Flow Cytometry | Yes | T, B and NK Lymphocyte QN, New York | Whole Blood EDTA | Container/Tube:Lavender top (EDTA) Specimen Volume:3 mL Collection Instructions:Send whole blood specimen in original tube.Do not aliquot. Additional Information:For serial monitoring, it is recommended that specimen collection be performed at the same time of day. | 1 mL | Lymphocytes in peripheral blood (circulation) are heterogeneous and can be broadly classified into T cells, B cells, and natural killer (NK) cells. There are various subsets of each of these individual populations with specific cell-surface markers and function. This assay provides absolute (cells/mcL) and relative (%) quantitation for the main categories of T cells, B cells, and NK cells, in addition to a total lymphocyte count (CD45+). Each of these lymphocyte subpopulations have distinct effector and regulatory functions and are maintained in homeostasis under normal physiological conditions. Each of these lymphocyte subsets can be identified by a combination of 1 or more cell surface markers. The CD3 antigen is a pan-T-cell marker, and T cells can be further divided into 2 broad categories based on the expression of CD4 or CD8 coreceptors. B cells can be identified by expression of CD19, while NK cells are typically identified by the coexpression of CD16 and CD56. The absolute counts of lymphocyte subsets are known to be influenced by a variety of biological factors, including hormones, the environment, and temperature. The studies on diurnal (circadian) variation in lymphocyte counts have demonstrated progressive increase in CD4 T-cell count throughout the day, while CD8 T cells and CD19+ B cells increase between 8:30 a.m. and noon with no change between noon and afternoon. NK-cell counts, on the other hand, are constant throughout the day.(1) Circadian variations in circulating T-cell counts have been shown to be negatively correlated with plasma cortisol concentration.(2-4) In fact, cortisol and catecholamine concentrations control distribution and, therefore, numbers of naive versus effector CD4 and CD8 T cells.(2) It is generally accepted that lower CD4 T-cell counts are seen in the morning compared to the evening(5) and during summer compared to winter.(6) These data therefore indicate that timing and consistency in timing of blood collection is critical when serially monitoring patients for lymphocyte subsets. Abnormalities in the number and percent of T (CD3+, CD4+, CD8+), B (CD19), and NK (CD16+CD56) lymphocytes have been described in a number of different disease conditions. In patients who are infected with HIV, the CD4 count is measured for AIDS diagnosis and for initiation of antiviral therapy. The progressive loss of CD4 T lymphocytes in patients infected with HIV is associated with increased infections and complications. The US Public Health Service has recommended that all patients who are HIV-positive be tested every 3 to 6 months for the level of CD4 T lymphocytes. Lymphocyte subset quantitation is also very useful in the evaluation of patients with primary immunodeficiencies of all ages, including follow-up for newborn screening for severe combined immunodeficiency and immune monitoring following immunosuppressive therapy for transplantation, autoimmunity, or any other relevant clinical condition where immunomodulatory treatment is used. It is also helpful as a preliminary screening assay for gross quantitative anomalies in any lymphocyte subset, whether related to malignancies or infection. The 2008 guidelines for diagnosis and treatment of chronic lymphocytic leukemia (CLL) from the International Workshop on Chronic Lymphocytic Leukemia(7) recommend changing the diagnostic criteria for CLL from an absolute lymphocyte count greater than 5 x 10(9)/L to a circulating B-cell count greater than 5 x 10(9)/L(8,9) previously defined in the 1996 National Cancer Institute guidelines for CLL. This flow cytometric assay enables accurate quantitation of circulating B cells using a single platform technology with absolute quantitation through the use of flow cytometry beads. | The appropriate age-related reference values will be provided on the report. | HIV treatment guidelines from the US Department of Health and Human Services and the International Antiviral Society-USA Panel recommend antiviral treatment in all patients with HIV infection, regardless of CD4 T-cell count.(10,11) Additionally, antibiotic prophylaxis forPneumocystis jiroveciinfection is recommended for patients with CD4 count less than 200 cells/mcL.For other opportunistic infections, see the recommendations from the Centers for Disease Control and Prevention, the National Institutes of Health, and the HIV Medicine Association of the Infectious Diseases Society of America.(12) | Lymphocyte subset counts should be appropriately interpreted in context of the clinical presentation and other immunological parameters and relevant laboratory test results. For serial monitoring of lymphocyte subsets, it is recommended that the patient be evaluated at the same time of the day to account for diurnal variation. For follow-up of infants identified by newborn screening forsevere combined immunodeficiency (SCID) and severe T-cell lymphopenia, SCID should be considered as a potential diagnosis in infants with less than 300 autologous CD3 T cells/mcL. Infants with 300 to 1500 autologous CD3 T cells/mcL may have leaky SCID, Omenn syndrome, or variant SCID depending on other clinical and molecular features. In infants identified by newborn screening forSCID,T-cell lymphopenia is defined as having up to 1500 autologous CD3T cells/mcL. This assayshould not be usedfor diagnosing lymphocytic malignancies or evaluation of lymphocytosis of unknown etiology, though the latter may be identified through this assay in a screening assessment. In such cases, LCMS / Leukemia/Lymphoma Immunophenotyping, Flow Cytometry, Varies will be recommended, which includes a hematopathology review. | 1. Carmichael KF, Abayomi A. Analysis of diurnal variation of lymphocyte subsets in healthy subjects and its implication in HIV monitoring and treatment. 15th Intl Conference on AIDS, Bangkok, Thailand, 2004, Abstract # B11052. Afr J Med Med Sci. 2006;35(1):53-57 2. Dimitrov S, Benedict C, Heutling D, Westermann J, Born J, Lange T. Cortisol and epinephrine control opposing circadian rhythms in T-cell subsets. Blood. 2009;113(21):5134-5143 3. Dimitrov S, Lange T, Nohroudi K, Born J. Number and function of circulating antigen presenting cells regulated by sleep. Sleep. 2007;30(4):401-411 4. Kronfol Z, Nair M, Zhang Q, Hill EE, Brown MB. Circadian immune measures in healthy volunteers: relationship to hypothalamic-pituitary-adrenal axis hormones and sympathetic neurotransmitters. Psychosom Med. 1997;59(1):42-50 5. Malone JL, Simms TE, Gray GC, Wagner KF, Burge JR, Burke DS. Sources of variability in repeated T-helper lymphocyte counts from HIV 1-infected patients: total lymphocyte count fluctuations and diurnal cycle are important. J AIDS. 1990;3(2):144-151 6. Paglieroni TG, Holland PV. Circannual variation in lymphocyte subsets, revisited. Transfusion. 1994;34(6):512-516 7. Hallek M, Cheson BD, Catovsky D, et al. Guidelines for the diagnosis and treatment of chronic lymphocytic leukemia: a report from the International Workshop on chronic lymphocytic leukemia updating the National Cancer Institute Working Group 1996 guidelines. Blood. 2008;111(12):5446-5456 8. Hanson CA, Kurtin PJ, Dogan A. The proposed diagnostic criteria change for chronic lymphocytic leukemia: unintended consequences? Blood. 2009;113(25):6495-6496 9. Hillmen P, Cheson BD, Catovsky D, et al: Response: Letters regarding Blood. 2008;111:5446-5456 by Hanson et al and Mulligan et al. . Blood. 2009 Jun;113(25):6497-6498. doi:10.1182/blood-2009-04-165324 10. Panel on Antiretroviral Guidelines for Adults and Adolescents: Guidelines for the use of antiretroviral agents in adults and adolescents living with HIV. Department of Health and Human Services; Updated February 27, 2024. Accessed August 19, 2024. Available at https://clinicalinfo.hiv.gov/sites/default/files/guidelines/documents/adult-adolescent-arv/guidelines-adult-adolescent-arv.pdf 11. Thompson MA, Horberg MA, Agwu AL, et al. Primary care guidance for persons with human immunodeficiency virus: 2020 update by the HIV Medicine Association of the Infectious Diseases Society of America. Clin Infect Dis. 2021;73(11):e3572-e3605. Erratum in: Clin Infect Dis. 2021 Dec 08 12. Panel on Opportunistic Infections in Adults and Adolescents with HIV. Guidelines for the prevention and treatment of opportunistic infections in adults and adolescents with HIV: recommendations fromthe Centers for Disease Control and Prevention, the National Institutes of Health, and the HIV Medicine Association of the Infectious Diseases Society of America.Department of Health and Human Services; Updated February 17, 2022. Accessed August 19, 2024. Available at https://clinicalinfo.hiv.gov/en/guidelines | The T-, B-, and natural killer-cell surface marker assay uses monoclonal antibodies to identify the various membrane antigens, and flow cytometry to enumerate the number of cells expressing these differentiation antigens.CD14 is used to exclude monocytes, thereby improving accuracy and enhancing the purity of the lymphocyte population.The results are reported as the percent of lymphocytes that are total T cells (CD3+), CD3+CD4+ T cells, CD3+CD8+ T cells, natural killer (CD16+56+, CD3-), and B-lymphocytes (CD19+), and the absolute number of each cell type per mL of blood. The assay is a 7-color no-wash procedure, and the absolute counts are calculated from internal bead standards. In addition, the total lymphocyte count and CD4:CD8 ratio are reported.(Hoffman RA, Kung PC, Hansen WP, Goedstien G. Simple and rapid measurement of human T lymphocytes and their subclasses in peripheral blood. Proc Natl Acad Sci USA. 1980:77(8):4914-4917; Mandy FF, Nicholson JK, McDougal JS; CDC. Guidelines for performing single-platform absolute CD4+ T-cell determinations with CD45 gating for persons infected with human immunodeficiency virus. Centers for Disease Control and Prevention. MMWR Recomm Rep. 2003;52(RR-2):1-13) | 3 to 4 days | 4 days | This test was developed using an analyte specific reagent. Its performance characteristics were determined by Mayo Clinic in a manner consistent with CLIA requirements. This test has not been cleared or approved by the US Food and Drug Administration. | 86355863578635986360 | T, B and NK Lymphocyte QN, New York | 80721-4 | 6657 | Comment | 80722-2
TBET | T-Box Expressed in T Cells (TBET) Immunostain, Technical Component Only | Classification of lymphomas | Immunohistochemistry (IHC) | Yes | T-BET IHC, Tech Only | For the initial technical component only immunohistochemical (IHC) stain performed, the appropriate bill-only test ID will be reflexed and charged (IHTOI). For each additional technical component only IHC stain performed, an additional bill-only test ID will be reflexed and charged (IHTOA). | Supplies:Immunostain Technical Only Envelope (T693) Specimen Type:Tissue Container/Tube:Immunostains Technical Only Envelope Preferred:2 Unstained positively charged glass slide (25- x 75- x 1-mm) per test ordered; sections 4-microns thick. Acceptable:Formalin-fixed, paraffin-embedded tissue block |  | The T-box transcription factor, TBET, is a master regulator of Th1 lymphoid development. It is expressed in other hematopoietic cells, including stem cells, B cells, and natural killer cells. In normal tonsil, TBET staining is seen in scattered small interfollicular T lymphocytes, with virtually no staining in the germinal centers. It is preferentially positive in T-cell lymphomas with Th1 differentiation, B-cell lymphomas of memory B-cell origin, and both classical and nodular lymphocyte predominant Hodgkin lymphoma. |  | This test does not include pathologist interpretation, only technical performance of the stain. If interpretation is required, order PATHC / Pathology Consultation for a full diagnostic evaluation or second opinion of the case. The positive and negative controls are verified as showing appropriate immunoreactivity. If a control tissue is not included on the slide, a scanned image of the relevant quality control tissue is available upon request; call 855-516-8404. Interpretation of this test should be performed in the context of the patient's clinical history and other diagnostic tests by a qualified pathologist. | Age of a cut paraffin section can affect immunoreactivity. Stability thresholds vary widely among published literature and are antigen dependent. Best practice is for paraffin sections to be cut within 6 weeks. | 1. Atayar C, Poppema S, Blokzijl T, et al. Expression of the T-cell transcription factors, GATA-3 and T-bet, in the neoplastic cells of Hodgkin lymphomas. Am J Pathol. 2005;166(1):127-134 2. Dorfman DM, Hawang ES, Shahsafaei A, Glimcher LH. T-bet, a T-cell associated transcription factor, is expressed in a subset of B-cell lymphoproliferative disorders. Am J Clin Pathol. 2004;122(2):292-297 3. Dorfman DM, van den Elzen P, Weng AP, et al. Differential expression of T-bet, a T-box transcription factor required for Th1 T-cell development, in peripheral T-cell lymphomas. Am J Clin Pathol. 2003;120(6):866-873 4. Magaki S, Hojat SA, Wei B, So A, Yong WH. An introduction to the performance of immunohistochemistry. Methods Mol Biol. 2019;1897:289-298. doi:10.1007/978-1-4939-8935-5_25 | Immunohistochemistry on sections of paraffin-embedded tissue.(Unpublished Mayo method) | 1 to 3 days | Until staining is complete. | This test has been cleared, approved, or is exempt by the US Food and Drug Administration and is used per manufacturer's instructions. Performance characteristics were verified by Mayo Clinic in a manner consistent with CLIA requirements. | 88342-TC, primary88341-TC, if additional IHC | T-BET IHC, Tech Only | Order only;no result | 70871 | T-BET IHC, Tech Only | Bill only; no result
COGTF | T-Cell Acute Lymphoblastic Leukemia/Lymphoma (ALL), Children's Oncology Group Enrollment Testing, FISH, Varies | Evaluation of pediatric bone marrow and peripheral blood specimens by fluorescence in situ hybridization probe analysis for classic rearrangements and chromosomal copy number changes associated with T-cell acutelymphoblastic leukemiain patients being considered for enrollment in Children's Oncology Group clinical trials and research protocols | Fluorescence In Situ Hybridization (FISH) | Yes | COG, ALL (T-cell), FISH | This test is only performed on specimens from pediatric patients being considered for enrollment in a Children's Oncology Group (COG) protocol. | Submit only 1 of the following specimens: Preferred Specimen Type:Bone marrow Container/Tube: Preferred:Yellow top (ACD) Acceptable:Green top (heparin) or lavender top (EDTA) Specimen Volume:2 to 3 mL Collection Instructions: 1. It is preferable to send the first aspirate from the bone marrow collection. 2. Invert several times to mix bone marrow. Acceptable Specimen Type:Blood Container/Tube: Preferred:Yellow top (ACD) Acceptable:Green top (heparin) or lavender top (EDTA) Specimen Volume:6 mL Collection Instructions:Invert several times to mix blood. | Blood: 2 mL Bone Marrow: 1 mL | In the United States, the incidence of acute lymphoblastic leukemia (ALL) is roughly 6000 new cases per year (as of 2019). ALL accounts for approximately 70% of all childhood leukemia cases (ages 0 to 19 years), making it the most common type of childhood cancer. Approximately 85% of pediatric cases of ALL are B-cell lineage (B-ALL) and 15% are T-cell lineage (T-ALL). T-ALL is more common in adolescents than younger children and accounts for 25% of adult ALL. When occurring as a primary lymphoblastic lymphoma (LBL), approximately 90% are T-cell lineage versus only 10% B-cell lineage. T-LBL often present as a mediastinal mass in younger patients with or without concurrent bone marrow involvement. Specific genetic abnormalities are identified in the majority of cases of T-ALL, although many of the classic abnormalities are "cryptic" by conventional chromosome studies and must be identified byfluorescence in situ hybridization (FISH)studies. Each of the genetic subgroups are important to detect and can be critical prognostic markers. One predictive marker, amplification of theABL1gene region, has been identified in 5% of T-ALL, and these patients may be responsive to targeted tyrosine kinase inhibitors. A combination of cytogenetic and FISH testing is currently recommended in all pediatric and adult patients to characterize the T-ALL clone for the prognostic genetic subgroups. A summary of the characteristic chromosome abnormalities identified in T-ALL are listed in the following table. Table. Common Chromosome Abnormalities in T-cellAcute Lymphoblastic Leukemia Cytogenetic change Genes involved del(1p33) TAL1/STIL t(5;14)(q35;q32) TLX3/BCL11B t(10;11)(p12;q14) MLLT10/PICALM Episomal amplification ABL1 del(9p) CDKN2A(p16) t(11q23;var) MLL(KMT2A) t(4;11)(q21;q23) AFF1/MLL(KMT2A) t(6;11)(q27;q23) MLLT4(AFDN)/MLL(KMT2A) t(9;11)(p22;q23) MLLT3/MLL(KMT2A) t(10;11)(p12;q23) MLLT10)/MLL(KMT2A) t(11;19)(q23;p13.1) MLL(KMT2A)/ELL t(11;19)(q23;p13.3) MLL(KMT2A)/MLLT1 t(7q34;var) TRB t(6;7)(q23;q34) MYB/TRB t(7;10)(q34;q24) TRB/TLX1 t(7;11)(q34;p15) TRB/LMO1 t(7;11)(q34;p13) TRB/LMO2 t(14q11.2;var) TRAD t(8;14)(q24.1;q11.2) MYC/TRAD t(10;14)(q24;q11.2) TLX1/TRAD t(11;14)(p15;q11.2) LMO1/TRAD t(11;14)(p13;q11.2) LMO2/TRAD del(17p) TP53 | An interpretive report will be provided. | A neoplastic clone is detected when the percent of cells with an abnormality exceeds the normal reference range for any given probe. The absence of an abnormal clone does not rule out the presence of neoplastic disorder. | This test is not approved by the US Food and Drug Administration, and it is best used as an adjunct to existing clinical and pathologic information. Fluorescence in situ hybridization (FISH) is not a substitute for conventional chromosome studies because the latter detects many chromosome abnormalities associated with other hematological disorders that would be missed by this FISH panel test. Bone marrow is the preferred specimen type for this FISH test. If bone marrow is not available, a blood specimen may be used if there are malignant cells in the blood specimen (as verified by a hematopathologist). | 1.Swerdlow SH,Campo E, HarrisNL, et al, eds:WHO Classification of Tumours of Haematopoietic and Lymphoid Tissues. IARC Press; 2017 2. Gesk S, Martin-Subero JI, Harder L, et al: Molecular cytogenetic detection of chromosomal breakpoints in T-cell receptor gene loci. Leukemia. 2003;17:738-745 3. Chin M, Mugishima H, Takamura M, et al: Hemophagocytic syndrome and hepatosplenic (gamma)(delta) T-cell lymphoma with isochromosome 7q and 8 trisomy. J Pediatr Hematol Oncol. 2004;26(6):375-378 4. Graux C, Cools J, Michaux L, et al:Cytogenetics and molecular genetics of T-cell acute lymphoblastic leukemia: from thymocyte to lymphoblast.Leukemia. 2006;20:1496-1510 5. Liu Y, Easton J, Shao Y, et al: The genomic landscape of pediatric and young adult T-lineage acute lymphoblastic leukemia. Nat Genet. 2017;49(8):1211-1218 | This test is performed using commercially available and laboratory-developedprobes. Deletion of theCDKN2Alocus on chromosome 9 andTP53on chromosome 17 are detected using enumeration strategy probes. Rearrangements involvingTAL1/STIL, TRB, MLL(KMT2A), andTRADare detected using dual-color break-apart (BAP) strategy probes. Dual-color, dual-fusionfluorescence in situ hybridization (D-FISH) strategy probe sets are used to detect t(5;14), t(9;22), t(10;11), and in reflex testing when rearrangements ofMLL, TRB, orTRADgenes are detected. Amplification of theABL1(9q34) is detected using a D-FISH probe strategy.For enumeration and BAP strategy probe sets, 100 interphase nuclei are scored; 200 interphase nuclei are scored when D-FISH probes are used. All results are expressed as the percent abnormal nuclei.(Unpublished Mayo method) | 7 to 10 days | 4 weeks | This test was developed and its performance characteristics determined by Mayo Clinic in a manner consistent with CLIA requirements. It has not been cleared or approved by the US Food and Drug Administration. | 88271 x2, 88275 x1, 88291 x1- FISH Probe, Analysis, Interpretation; 1 probe set88271 x2, 88275x1 - FISH Probe, Analysis; each additional probe set (if appropriate) | COG, ALL (T-cell), FISH | 101663-3 | 602295 | Released By | 18771-6
TALAF | T-Cell Acute Lymphoblastic Leukemia/Lymphoma (ALL), FISH, Adult, Varies | Detecting, at diagnosis, recurrent common chromosome abnormalities associated with T-cell acute lymphoblastic leukemia/lymphoma (T-ALL) in adult patients As an adjunct to conventional chromosome studies in patients with T-ALL Evaluating specimens in which chromosome studies are unsuccessful This test should not be used to screen for residual T-ALL | Fluorescence In Situ Hybridization (FISH) | Yes | Adult ALL (T-cell), FISH | This test includes a charge for the probe application, analysis, and professional interpretation of results for 10 probe sets (20 individual fluorescence in situ hybridization [FISH] probes). Additional charges will be incurred for all reflex or additional probe sets performed. Analysis charges will be incurred based on the number of cells analyzed per probe set. If no cells are available for analysis, no analysis charges will be incurred. | Submit only 1 of the following specimens: Preferred: Specimen Type:Bone marrow Container/Tube: Preferred:Yellow top (ACD) Acceptable:Green top (heparin) or lavender top (EDTA) Specimen Volume:2 to 3 mL Collection Instructions: 1. It is preferable to send the first aspirate from the bone marrow collection. 2. Invert several times to mix bone marrow. 3. Send bone marrow specimen in original tube.Do not aliquot. Acceptable: Specimen Type:Whole blood Container/Tube: Preferred:Yellow top (ACD) Acceptable:Green top (heparin) or lavender top (EDTA) Specimen Volume:6 mL Collection Instructions: 1. Invert several times to mix blood. 2. Send whole blood specimen in original tube.Do not aliquot. | Bone marrow: 1 mL; Whole blood: 2 mL | T-cell acute lymphoblastic leukemia (T-ALL) accounts for approximately 25% of cases of adult lymphoblastic leukemia. An abnormal karyotype is found in 50% to 70% of T-ALL cases, although many of the classic abnormalities are "cryptic" by conventional chromosome studies and must be identified by fluorescence in situ hybridization studies and are associated with various prognoses. One predictive marker, amplification of theABL1gene region, has been identified in 5% of T-ALL, and these patients may be responsive to targeted tyrosine kinase inhibitors. A summary of the characteristic chromosome abnormalities identified in T-ALL is listed in the following table. Table. Common Chromosome Abnormalities in T-cell Acute Lymphoblastic Leukemia Cytogenetic change Genes involved del(1p33) TAL1/STIL t(5;14)(q35;q32) TLX3/BCL11B t(5q32;var) PDGFRB t(10;11)(p12;q14) MLLT10/PICALM Episomal amplification ABL1 t(11q23;var) MLL(KMT2A) t(4;11)(q21;q23) AFF1/MLL(KMT2A) t(6;11)(q27;q23) MLLT4(AFDN)/MLL(KMT2A) t(9;11)(p22;q23) MLLT3/MLL(KMT2A) t(10;11)(p12;q23) MLLT10)/MLL(KMT2A) t(11;19)(q23;p13.1) MLL(KMT2A)/ELL t(11;19)(q23;p13.3) MLL(KMT2A)/MLLT1 t(7q34;var) TRB t(7;10)(q34;q24) TRB/TLX1 t(7;11)(q34;p13) TRB/LMO2 t(14q11.2;var) TRAD t(10;14)(q24;q11.2) TLX1/TRAD t(11;14)(p13;q11.2) LMO2/TRAD t(9p24.1;var) JAK2 t(9q34;var) ABL1 Complex karyotype(> or =4abnormalities) | An interpretive report will be provided. | A neoplastic clone is detected when the percent of cells with an abnormality exceeds the normal reference range for any given probe set. The absence of an abnormal clone does not rule out the presence of a neoplastic disorder. | This test is not approved by the US Food and Drug Administration, and it is best used as an adjunct to clinical and pathologic information. Fluorescence in situ hybridization (FISH) is not a substitute for conventional chromosome studies because the latter detects chromosome abnormalities associated with other hematological disorders that would go undetected in a targeted T-ALL FISH panel test. Bone marrow is the preferred specimen type for this FISH test. If bone marrow is not available, a blood specimen may be used if there are circulating malignant cells in the blood specimen (as verified by a hematopathologist). If no FISH signals are observed post-hybridization, the case will be released indicating a lack of FISH results. | 1. WHO Classification of Tumours Editorial Board, eds. Haematolymphoid tumours. 5th ed. IARC Press; 2024. WHO Classification of Tumours, Volume 11 2. Gesk S, Martin-Subero JI, Harder L, et al. Molecular cytogenetic detection of chromosomal breakpoints in T-cell receptor gene loci. Leukemia. 2003;17(4):738-745 3. Chin M, Mugishima H, Takamura M, et al. Hemophagocytic syndrome and hepatosplenic (gamma)(delta) T-cell lymphoma with isochromosome 7q and 8 trisomy. J Pediatr Hematol Oncol. 2004;26(6):375-378 4. Graux C, Cools J, Michaux L, Vandenberghe, P, Hagemeijer A.Cytogenetics and molecular genetics of T-cell acute lymphoblastic leukemia: from thymocyte to lymphoblast.Leukemia. 2006;20:1496-1510 5. Cayuela JM, Madani A, Sanhes L, Stern MH, Sigaux F. Multiple tumor-suppressor gene1 inactivation is the most frequent genetic alteration in T-cell acute lymphoblastic leukemia. Blood. 1996;87:2180-2186 6. Hayette S, Tigaud I, Maguer-Satta V,et al. Recurrent involvement of theMLLgene in adult T-lineage acute lymphoblastic leukemia. Blood. 2002;99:4647-4649 7. Graux C, Cools J, Melotte C,et al.Fusion ofNUP214toABL1on amplified episomes in T-cell acute lymphoblastic leukemia. Nat Genet. 2004;36:1084-1089 | This test is performed using commercially available and laboratory-developed probes. Rearrangements involvingTAL1/STIL, PDGFRB, TRB, JAK2, ABL1, MLL(KMT2A), andTRADare detected using a dual-color break-apart (BAP) strategy probe. Dual-color, dual-fusion fluorescence in situ hybridization (D-FISH) strategy probe sets are used to detect t(5;14), t(9;22), t(10;11), and in reflex testing when rearrangements ofMLL(KMT2A), TRB, orTRADgenes are detected. Amplification of theABL1gene region is detected using a D-FISH probe strategy. For enumeration and BAP strategy probe sets, 100 interphase nuclei are scored; 200 interphase nuclei are scored when D-FISH probes are used. All results are expressed as the percent abnormal nuclei.(Unpublished Mayo method) | 7 to 10 days | 4 weeks | This test was developed and its performance characteristics determined by Mayo Clinic in a manner consistent with CLIA requirements. It has not been cleared or approved by the US Food and Drug Administration. | 88271x20, 88275x10, 88291x1-FISH Probe, Analysis, Interpretation; 10 probe sets88271x2, 88275x1-FISH Probe, Analysis; each additional probe set (if appropriate) | Adult ALL (T-cell), FISH | 101663-3 | 609566 | Released By | 18771-6
TALPF | T-Cell Acute Lymphoblastic Leukemia/Lymphoma (ALL), FISH, Pediatric, Varies | Detecting, at diagnosis, recurrent common chromosome abnormalities associated with T-cell acute lymphoblastic leukemia/lymphoma (T-ALL) in pediatric/young adult patients As an adjunct to conventional chromosome studies in pediatric/young adult patients with T-ALL Evaluating specimens in which chromosome studies are unsuccessful This test should not be used to screen for residual T-ALL | Fluorescence In Situ Hybridization (FISH) | Yes | Pediatric ALL (T-cell), FISH | This test includes a charge for the probe application, analysis, and professional interpretation of results for 9 probe sets (18 individual fluorescence in situ hybridization [FISH] probes). Additional charges will be incurred for all reflex or additional probe sets performed. Analysis charges will be incurred based on the number of cells analyzed per probe set. If no cells are available for analysis, no analysis charges will be incurred. | Submit only 1 of the following specimens: Preferred: Specimen Type:Bone marrow Container/Tube: Preferred:Yellow top (ACD) Acceptable:Green top (heparin) or lavender top (EDTA) Specimen Volume:2 to 3 mL Collection Instructions: 1. It is preferable to send the first aspirate from the bone marrow collection. 2. Invert several times to mix bone marrow. 3. Send bone marrow specimen in original tube.Do not aliquot. Acceptable: Specimen Type:Whole blood Container/Tube: Preferred:Yellow top (ACD) Acceptable:Green top (heparin) or lavender top (EDTA) Specimen Volume:6 mL Collection Instructions: 1. Invert several times to mix blood. 2. Send whole blood specimen in original tube.Do not aliquot. | Bone marrow: 1 mL; Whole blood: 2 mL | In the United States, the incidence of acute lymphoblastic leukemia (ALL) is roughly 6000 new cases per year (as of 2019). ALL accounts for approximately 70% of all childhood leukemia cases (ages 0 to 19 years), making it the most common childhood cancer. Approximately 85% of pediatric cases of ALL are of B-cell lineage (B-ALL) and 15% are of T-cell lineage (T-ALL). T-ALL is more common in adolescents than younger children and accounts for 25% of adult ALL. When occurring as a primary lymphoblastic lymphoma (LBL), approximately 90% are T-cell lineage versus only 10% B-cell lineage. T-LBL often present as a mediastinal mass in younger patients with or without concurrent bone marrow involvement. An abnormal karyotype is found in 50% to 70% of T-ALL cases, although many of the classic abnormalities are "cryptic" by conventional chromosome studies and must be identified by fluorescence in situ hybridization studies and are associated with various prognoses. One predictive marker, amplification of theABL1gene region, has been identified in 5% of T-ALL, and these patients may be responsive to targeted tyrosine kinase inhibitors. A summary of the characteristic chromosome abnormalities identified in T-ALL are listed in the following table. Table.Common Chromosome Abnormalities in T-cell Acute Lymphoblastic Leukemia Cytogenetic change Genes involved del(1p33) TAL1/STIL t(5;14)(q35;q32) TLX3/BCL11B t(10;11)(p12;q14) MLLT10/PICALM Episomal amplification ABL1 del(9p) CDKN2A(p16) t(11q23;var) MLL(KMT2A) t(4;11)(q21;q23) AFF1/MLL(KMT2A) t(6;11)(q27;q23) MLLT4(AFDN)/MLL(KMT2A) t(9;11)(p22;q23) MLLT3/MLL(KMT2A) t(10;11)(p12;q23) MLLT10/MLL(KMT2A) t(11;19)(q23;p13.1) MLL(KMT2A)/ELL t(11;19)(q23;p13.3) MLL(KMT2A)/MLLT1 t(7q34;var) TRB t(6;7)(q23;q34) MYB/TRB t(7;10)(q34;q24) TRB/TLX1 t(7;11)(q34;p15) TRB/LMO1 t(7;11)(q34;p13) TRB/LMO2 t(14q11.2;var) TRAD t(8;14)(q24.1;q11.2) MYC/TRAD t(10;14)(q24;q11.2) TLX1/TRAD t(11;14)(p15;q11.2) LMO1/TRAD t(11;14)(p13;q11.2) LMO2/TRAD del(17p) TP53 | An interpretive report will be provided. | A neoplastic clone is detected when the percent of cells with an abnormality exceeds the normal reference range for any given probe set. The absence of an abnormal clone does not rule out the presence of a neoplastic disorder. | This test is not approved by the US Food and Drug Administration, and it is best used as an adjunct to existing clinical and pathologic information. Fluorescence in situ hybridization (FISH) is not a substitute for conventional chromosome studies because the latter detects many chromosome abnormalities associated with other hematological disorders that would be missed by this FISH panel test. Bone marrow is the preferred specimen type for this FISH test. If bone marrow is not available, a blood specimen may be used if there are circulating malignant cells in the blood specimen (as verified by a hematopathologist). If no FISH signals are observed post-hybridization, the case will be released indicating a lack of FISH results. | 1. WHO Classification of Tumours Editorial Board, eds. Haematolymphoid tumours. 5th ed. IARC Press; 2024. WHO Classification of Tumours, Volume 11 2. Gesk S, Martin-Subero JI, Harder L, et al. Molecular cytogenetic detection of chromosomal breakpoints in T-cell receptor gene loci. Leukemia. 2003;17(4):738-745 3. Chin M, Mugishima H, Takamura M, et al: Hemophagocytic syndrome and hepatosplenic (gamma)(delta) T-cell lymphoma with isochromosome 7q and 8 trisomy. J Pediatr Hematol Oncol. 2004;26(6):375-378 4. Graux C, Cools J, Michaux L, et al.Cytogenetics and molecular genetics of T-cell acute lymphoblastic leukemia: from thymocyte to lymphoblast.Leukemia. 2006;20:1496-1510 5. Liu Y, Easton J, Shao Y, et al. The genomic landscape of pediatric and young adult T-lineage acute lymphoblastic leukemia. Nat Genet. 2017;49(8):1211-1218 | This test is performed using commercially available and laboratory-developed probes. Deletion of theCDKN2Alocus on chromosome 9 andTP53on chromosome 17 are detected using enumeration strategy probes. Rearrangements involvingTAL1/STIL, TRB, MLL(KMT2A), andTRADare detected using dual-color break-apart (BAP) strategy probes. Dual-color, dual-fusion fluorescence in situ hybridization (D-FISH) strategy probe sets are used to detect t(5;14), t(9;22), t(10;11), and in reflex testing when rearrangements ofMLL(KMT2A), TRB, orTRADgenes are detected. Amplification of theABL1is detected using a D-FISH probe strategy. For enumeration and BAP strategy probe sets, 100 interphase nuclei are scored; 200 interphase nuclei are scored when D-FISH probes are used. All results are expressed as the percent abnormal nuclei.(Unpublished Mayo method) | 7 to 10 days | 4 weeks | This test was developed and its performance characteristics determined by Mayo Clinic in a manner consistent with CLIA requirements. It has not been cleared or approved by the US Food and Drug Administration. | 88271x18, 88275x9, 88291x1- FISH Probe, Analysis, Interpretation; 9 probe sets88271x2, 88275x1-FISH Probe, Analysis; each additional probe set (if appropriate) | Pediatric ALL (T-cell), FISH | In Process | 609576 | Released By | 18771-6
TALMF | T-Cell Acute Lymphoblastic Leukemia/Lymphoma (ALL), Specified FISH, Varies | Detecting recurrent common chromosome abnormalities associated with T-cell acute lymphoblastic leukemia/lymphoma (T-ALL) using client-specified probes An adjunct to conventional chromosome studies in patients with T-ALL Evaluating specimens in which standard cytogenetic studies are unsuccessful Identifying and tracking known chromosome abnormalities in patients with T-ALL and monitoring response to therapy | Fluorescence In Situ Hybridization (FISH) | Yes | ALL (T-cell), Specified FISH | This test includes a charge for the probe application, analysis, and professional interpretation of results for one probe set (2 individual fluorescence in situ hybridization [FISH] probes). Additional charges will be incurred for all reflex or additional probe sets performed. Analysis charges will be incurred based on the number of cells analyzed per probe set. If no cells are available for analysis, no analysis charges will be incurred. | Submit only 1 of the following specimens: Preferred: Specimen Type:Bone marrow Container/Tube: Preferred:Yellow top (ACD) Acceptable:Green top (heparin) or lavender top (EDTA) Specimen Volume:2 to 3 mL Collection Instructions: 1. It is preferable to send the first aspirate from the bone marrow collection. 2. Invert several times to mix bone marrow. 3. Send bone marrow specimen in original tube.Do not aliquot. Acceptable: Specimen Type:Whole blood Container/Tube: Preferred:Yellow top (ACD) Acceptable:Green top (heparin) or lavender top (EDTA) Specimen Volume:6 mL Collection Instructions: 1. Invert several times to mix blood. 2. Send whole blood specimen in original tube.Do not aliquot. | Bone marrow: 1 mL; Whole blood: 2 mL | Acute lymphoblastic leukemia (ALL) accounts for approximately 70% of all childhood leukemia cases (ages 0 to 19 years), making it the most common childhood cancer. Approximately 85% of pediatric cases of ALL are of B-cell lineage (B-ALL) and 15% are of T-cell lineage (T-ALL). T-ALL is more common in adolescents than younger children and accounts for 25% of adult ALL. When occurring as a primary lymphoblastic lymphoma (LBL), approximately 90% are T-cell lineage versus only 10% B-cell lineage. T-LBL often present as a mediastinal mass in younger patients, with or without concurrent bone marrow involvement. An abnormal karyotype is found in 50% to 70% of T-ALL cases, although many of the classic abnormalities are "cryptic" by conventional chromosome studies and must be identified by fluorescence in situ hybridization (FISH) studies and are associated with various prognoses. One predictive marker, amplification of theABL1gene region, has been identified in 5% of T-ALL, and these patients may be responsive to targeted tyrosine kinase inhibitors. A summary of the characteristic chromosome abnormalities identified in T-ALL is listed in the following table. Table. Common Chromosome Abnormalities in T-cell Acute Lymphoblastic Leukemia Cytogenetic change Genes involved del(1p33) TAL1/STIL t(5;14)(q35;q32) TLX3/BCL11B t(5q32;var) PDGFRB t(10;11)(p13;q14) MLLT10/PICALM Episomal amplification ABL1 del(9p) CDKN2A(p16) t(9p24.1;var) JAK2 t(9q34;var) ABL1 t(11q23;var) MLL(KMT2A) t(4;11)(q21;q23) AFF1/MLL(KMT2A) t(6;11)(q27;q23) MLLT4(AFDN)/MLL(KMT2A) t(9;11)(p22;q23) MLLT3/MLL(KMT2A) t(10;11)(p13;q23) MLLT10/MLL(KMT2A) t(11;19)(q23;p13.1) MLL(KMT2A)/ELL t(11;19)(q23;p13.3) MLL(KMT2A)/MLLT1 t(7q34;var) TRB t(6;7)(q23;q34) MYB/TRB t(7;10)(q34;q24) TRB/TLX1 t(7;11)(q34;p15) TRB/LMO1 t(7;11)(q34;p13) TRB/LMO2 t(14q11.2;var) TRAD t(8;14)(q24.1;q11.2) MYC/TRAD t(10;14)(q24;q11.2) TLX1/TRAD t(11;14)(p15;q11.2) LMO1/TRAD t(11;14)(p13;q11.2) LMO2/TRAD del(17p) TP53 Complex karyotype(> or =4abnormalities) | An interpretive report will be provided. | A neoplastic clone is detected when the percent of cells with an abnormality exceeds the normal reference range for any given probe set. The absence of an abnormal clone does not rule out the presence of a neoplastic disorder. | This test is not approved by the US Food and Drug Administration, and it is best used as an adjunct to existing clinical and pathologic information. Bone marrow is the preferred sample type for this fluorescence in situ hybridization (FISH) test. If bone marrow is not available, a blood specimen may be used if there are neoplastic cells in the blood specimen (as verified by a hematopathologist). If no FISH signals are observed post-hybridization, the case will be released indicating a lack of FISH results. | 1. WHO Classification of Tumours Editorial Board, eds. Haematolymphoid tumours. 5th ed. IARC Press; 2024. WHO Classification of Tumours, Volume 11 2. Gesk S, Martin-Subero JI, Harder L, et al. Molecular cytogenetic detection of chromosomal breakpoints in T-cell receptor gene loci. Leukemia. 2003;17:738-745 3. Chin M, Mugishima H, Takamura M, et al. Hemophagocytic syndrome and hepatosplenic (gamma)(delta) T-cell lymphoma with isochromosome 7q and 8 trisomy. J Pediatr Hematol Oncol. 2004;26(6):375-378 4. Graux C, Cools J, Michaux L, Vandenberghe P, Hagemeijer A.Cytogenetics and molecular genetics of T-cell acute lymphoblastic leukemia: from thymocyte to lymphoblast.Leukemia. 2006;20:1496-1510 5. Cayuela JM, Madani A, Sanhes L, Stern MH, Sigaux F. Multiple tumor-suppressor gene1 inactivation is the most frequent genetic alteration in T-cell acute lymphoblastic leukemia. Blood. 1996;87:2180-2186 6. Hayette S, Tigaud I, Maguer-Satta V,et al.Recurrent involvement of theMLLgene in adult T-lineage acute lymphoblastic leukemia. Blood. 2002;99:4647-4649 7. Graux C, Cools J, Melotte C,et al.Fusion ofNUP214toABL1on amplified episomes in T-cell acute lymphoblastic leukemia. Nat Genet. 2004;36:1084-1089 | This test is performed using commercially available and laboratory-developed probes. Deletion of theCDKN2Alocus on chromosome 9 andTP53on chromosome 17 are detected using enumeration strategy probes. Rearrangements involvingTAL1/STIL, PDGFRB, TRB, JAK2, ABL1, MLL(KMT2A), andTRADare detected using dual-color break-apart (BAP) strategy probes. Dual-color, dual-fusion fluorescence in situ hybridization (D-FISH) strategy probe sets are used to detect t(5;14), t(9;22), t(10;11), and in reflex testing when rearrangements ofMLL(KMT2A), TRB, orTRADgenes are detected. Amplification of theABL1gene region is detected using a D-FISH probe strategy. For enumeration and BAP strategy probe sets, 100 interphase nuclei are scored; 200 interphase nuclei are scored when D-FISH probes are used. All results are expressed as the percent abnormal nuclei.(Unpublished Mayo method) | 7 to 10 days | 4 weeks | This test was developed and its performance characteristics determined by Mayo Clinic in a manner consistent with CLIA requirements. It has not been cleared or approved by the US Food and Drug Administration. | 88271x2, 88275x1, 88291x1-FISH Probe, Analysis, Interpretation; 1 probe set88271x2, 88275x1 - FISH Probe, Analysis; each additional probe set (if appropriate) | ALL (T-cell), Specified FISH | In Process | 614333 | Released By | 18771-6
BTIA1 | T-Cell Intracellular Antigen 1 (TIA-1) Immunostain, Bone Marrow, Technical Component Only | Characterizing neoplasms of cytotoxic T cells or natural killer cells | Immunohistochemistry | Yes | Bone Marrow TIA1 IHC, Tech Only | For the initial technical component only immunohistochemical (IHC) stain performed, the appropriate bill-only test ID will be reflexed and charged (IHTOI). For each additional technical component only IHC stain performed, an additional bill-only test ID will be reflexed and charged (IHTOA). | Supplies:Immunostain Technical Only Envelope (T693) Specimen Type:Tissue Container/Tube:Immunostain Technical Only Envelope Preferred:2 Unstained positively charged glass slide (25- x 75- x 1-mm) per test ordered; sections 4-microns thick Acceptable:B5 fixed, decalcified, paraffin-embedded bone marrow tissue block |  | T-cell intracellular antigen 1 (TIA-1) shows a granular cytoplasmic staining pattern due to its presence in cytotoxic granules. It is involved in cytotoxic cell-mediated immune responses. TIA-1 was first identified in cytotoxic T cells; it is also expressed in normal natural killer (NK) cells and granulocytes. |  | This test does not include pathologist interpretation, only technical performance of the stain. If interpretation is required, order PATHC / Pathology Consultation for a full diagnostic evaluation or second opinion of the case. The positive and negative controls are verified as showing appropriate immunoreactivity and documentation is retained at Mayo Clinic Rochester. If a control tissue is not included on the slide, a scanned image of the relevant quality control tissue is available upon request. Contact 855-516-8404. Interpretation of this test should be performed in the context of the patient's clinical history and other diagnostic tests by a qualified pathologist. | This test is optimized for use on B5-fixed, decalcified, paraffin-embedded bone marrow specimens. Age of a cut paraffin section can affect immunoreactivity. Stability thresholds vary widely among published literature and are antigen dependent. Best practice is for paraffin sections to be cut within 6 weeks. | 1. Fujimura T, Furudate S, Kambayashi Y, Aiba S: Potential use of bisphosphonates in invasive extramammary Paget's disease: an immunohistochemical investigation. Clin Dev Immunol. 2013;2013(3):164982. doi: 10.1155/2013/164982 2. Kiyasu J, Aoki R, Tanaka PY, et al: FOXP3(+) regulatory and TIA-1(+) cytotoxic T lymphocytes in HIV-associated Hodgkin lymphoma. Pathol Int. 2012 Feb;62(2):77-83. doi: 10.1111/j.1440-1827.2011.02754.x 3. Zlobec I, Karamitopoulou E, Terracciano L, et al: TIA-1 cytotoxic granule-associated RNA binding protein improves the prognostic performance of CD8 in mismatch repair-proficient colorectal cancer. PLoS One. 2010 Dec 10;5(12):e14282. doi: 10.1371/journal.pone.0014282 | Immunohistochemistry on sections of paraffin-embedded tissue.(Unpublished Mayo method) | 1 to 3 days | Until staining is complete | This test has been cleared, approved, or is exempt by the US Food and Drug Administration and is used per manufacturer's instructions. Performance characteristics were verified by Mayo Clinic in a manner consistent with CLIA requirements. | 88342-TC, primary88341-TC, if additional IHC | Bone Marrow TIA1 IHC, Tech Only | Order only;no result | 605161 | Bone Marrow TIA1 IHC, Tech Only | Bill only; no result
TIA1 | T-Cell Intracellular Antigen 1 (TIA-1) Immunostain, Technical Component Only | Characterizing neoplasms of cytotoxic T cells or natural killer cells | Immunohistochemistry (IHC) | Yes | TIA-1 IHC, Tech Only | For the initial technical component only immunohistochemical (IHC) stain performed, the appropriate bill-only test ID will be reflexed and charged (IHTOI). For each additional technical component only IHC stain performed, an additional bill-only test ID will be reflexed and charged (IHTOA). | Supplies:Immunostain Technical Only Envelope (T693) Specimen Type:Tissue Container/Tube:Immunostains Technical Only Envelope Preferred:2 Unstained positively charged glass slide (25- x 75- x 1-mm) per test ordered; sections 4-microns thick. Acceptable:Formalin-fixed, paraffin-embedded tissue block |  | T-cell intracellular antigen 1 (TIA-1) shows a granular cytoplasmic staining pattern due to its presence in cytotoxic granules. It is involved in cytotoxic cell-mediated immune responses. TIA-1 was first identified in cytotoxic T cells; it is also expressed in normal natural killer (NK) cells and granulocytes. TIA-1 antibody is useful in characterizing neoplasms of cytotoxic T cells or NK cells. |  | This test does not include pathologist interpretation, only technical performance of the stain. If interpretation is required, order PATHC / Pathology Consultation for a full diagnostic evaluation or second opinion of the case. The positive and negative controls are verified as showing appropriate immunoreactivity. If a control tissue is not included on the slide, a scanned image of the relevant quality control tissue is available upon request; call 855-516-8404. Interpretation of this test should be performed in the context of the patient's clinical history and other diagnostic tests by a qualified pathologist. | Age of a cut paraffin section can affect immunoreactivity. Stability thresholds vary widely among published literature and are antigen dependent. Best practice is for paraffin sections to be cut within 6 weeks. | 1. Zlobec I, Karamitopoulou E, Terracciano L, et al. TIA-1 cytotoxic granule-associated RNA binding protein improves the prognostic performance of CD8 in mismatch repair-proficient colorectal cancer.PLoS One. 2010;5(12):e14282. doi:10.1371/journal.pone.0014282 2. Kiyasu J, Aoki R, Tanaka P, et al. FOXP3+regulatory and TIA-1+cytotoxic T lymphocytes in HIV-associated Hodgkin lymphoma. Pathol Inter. 2012;62(2):77-83. doi:10.1111/j.1440-1827.2011.02754.x 3. Fujimura T, Furudate S, Kambayashi Y, Aiba S. Potential use of Bisphosphonates in Invasive Extramammary Paget's Disease: An Immunohistochemical Investigation.Clin Dev Immunol.20132013:164982. doi:10.1155/2013/164982 4.Magaki S, Hojat SA, Wei B, So A, Yong WH. An introduction to the performance of immunohistochemistry. Methods Mol Biol. 2019;1897:289-298. doi:10.1007/978-1-4939-8935-5_25 | Immunohistochemistry on sections of paraffin-embedded tissue.(Unpublished Mayo method) | 1 to 3 days | Until staining is complete. | This test has been cleared, approved, or is exempt by the US Food and Drug Administration and is used per manufacturer's instructions. Performance characteristics were verified by Mayo Clinic in a manner consistent with CLIA requirements. | 88342-TC, primary88341-TC, if additional IHC | TIA-1 IHC, Tech Only | Order only;no result | 70878 | TIA-1 IHC, Tech Only | Bill only; no result
TCL1A | T-Cell Leukemia/Lymphoma Protein 1A (TCL1A) Immunostain, Technical Component Only | Identification of T-cell leukemia and lymphoma protein overexpression in neoplasms | Immunohistochemistry (IHC) | Yes | TCL1A IHC, Tech Only | For the initial technical component only immunohistochemical (IHC) stain performed, the appropriate bill-only test ID will be reflexed and charged (IHTOI). For each additional technical component only IHC stain performed, an additional bill-only test ID will be reflexed and charged (IHTOA). | Supplies:Immunostain Technical Only Envelope (T693) Specimen Type:Tissue Container/Tube:Immunostains Technical Only Envelope Preferred:2 Unstained positively charged glass slide (25- x 75- x 1-mm) per test ordered; sections 4-microns thick. Acceptable:Formalin-fixed, paraffin-embedded tissue block |  | T-cell leukemia/lymphoma (TCL) proteins augment AKT signal transduction and enhance cell proliferation and survival. Inversion or translocations involving theTCL-1gene are present in more than 90% of T-cell prolymphocytic leukemias, resulting in overexpression of the TCL-1 protein. TCL-1 is also found in plasmacytoid monocytes in reactive tissues, and the putative malignant counterpart, blastic plasmacytoid dendritic cell neoplasm. In normal tonsil, expression is limited to the B-cell compartment. |  | This test does not include pathologist interpretation, only technical performance of the stain. If interpretation is required, order PATHC / Pathology Consultation for a full diagnostic evaluation or second opinion of the case. The positive and negative controls are verified as showing appropriate immunoreactivity. If a control tissue is not included on the slide, a scanned image of the relevant quality control tissue is available upon request; call 855-516-8404. Interpretation of this test should be performed in the context of the patient's clinical history and other diagnostic tests by a qualified pathologist. | Age of a cut paraffin section can affect immunoreactivity. Stability thresholds vary widely among published literature and are antigen dependent. Best practice is for paraffin sections to be cut within 6 weeks. | 1.Said JW, Hoyer KK, French SW, et al. TCL1 oncogene expression in B cell subsets from lymphoid hyperplasia and distinct classes of B cell lymphoma. Lab Invest. 2001;81(4):555-564 2. Herling M, Teitell MA, Shen RR, et al. TCL1 expression in plasmacytoid dendritic cells (DC2s) and the related CD4+ CD56+ blastic tumors of skin. Blood. 2003;101(12):5007-5009 3. Magaki S, Hojat SA, Wei B, So A, Yong WH. An introduction to the performance of immunohistochemistry. Methods Mol Biol. 2019;1897:289-298. doi:10.1007/978-1-4939-8935-5_25 | Immunohistochemistry on sections of paraffin-embedded tissue.(Unpublished Mayo method) | 1 to 3 days | Until staining is complete | This test has been cleared, approved, or is exempt by the US Food and Drug Administration and is used per manufacturer's instructions. Performance characteristics were verified by Mayo Clinic in a manner consistent with CLIA requirements. |  | TCL1A IHC, Tech Only | Order only;no result | 70873 | TCL1A IHC, Tech Only | Bill only; no result
TLPDF | T-Cell Lymphoma, Diagnostic FISH, Varies | Detecting, at diagnosis, common chromosome abnormalities associated with specific T-cell lymphoma subtypes using a laboratory-designated probe set algorithm | Fluorescence In Situ Hybridization (FISH) | Yes | T-cell Lymphoma B/BM, Diag FISH | This test includes a charge for the probe application, analysis, and professional interpretation of results for 3 probe sets (6 individual fluorescence in situ hybridization [FISH] probes). Additional charges will be incurred for all reflex or additional probe sets performed. | Submit only 1 of the following specimens: Preferred Specimen Type:Bone marrow Container/Tube: Preferred:Yellow top (ACD) Acceptable:Green top (heparin) or lavender top (EDTA) Specimen Volume:2-3 mL Collection Instructions: 1. It is preferable to send the first aspirate from the bone marrow collection. 2. Invert several times to mix bone marrow. 3. Send bone marrow in original tube.Do not aliquot. Acceptable Specimen Type:Whole blood Container/Tube: Preferred:Yellow top (ACD) Acceptable:Green top (heparin) or lavender top (EDTA) Specimen Volume:6 mL Collection Instructions: 1. Invert several times to mix blood. 2. Send whole blood specimen in original tube.Do not aliquot. | Bone marrow: 1 mL; Whole blood: 2 mL | T-cell malignancies account for approximately 10% of all non-Hodgkin lymphomas. There are subtypes of T-cell malignancies with diagnostic and prognostic genetic abnormalities. Fluorescence in situ hybridization (FISH) is available for specific abnormalities in the following T-cell lymphoma subtypes (see Table). Table.Common Chromosome Abnormalities in T-cell Lymphomas Lymphoma type Chromosome abnormality FISH probe T-cell prolymphocytic leukemia inv(14)(q11q32)/ (14;14)(q11;q32) 5'/3'TRAD 5'/3'TCLA1 Hepatosplenic T-cell lymphoma Isochromosome 7q D7Z1/ D7S486 Trisomy 8 D8Z2/MYC | An interpretive report will be provided. | A neoplastic clone is detected when the percent of cells with an abnormality exceeds the normal reference range for any given probe set. Detection of an abnormal clone supports a diagnosis of T-cell lymphoma. The specific abnormality detected may help to determine a specific T-cell lymphoma subtype. The absence of an abnormal clone does not rule out the presence of lymphoma or another neoplastic disorder. | This test is not approved by the U.S. Food and Drug Administration, and it is best used as an adjunct to existing clinical and pathologic information. Bone marrow is the preferred sample type for this fluorescence in situ hybridization test. If bone marrow is not available, a blood specimen may be used if there are neoplastic cells in the blood specimen (as verified by a hematopathologist). If no FISH signals are observed post-hybridization, the case will be released indicating a lack of FISH results. | 1. Swerdlow SH, Campo E, Harris NL, et al, eds. WHO Classification of Tumours of Haematopoietic and Lymphoid Tissues. 4th ed. Volume 2. IARC Press; 2017 2. Gesk S, Martin-Subero JI, Harder L, et al. Molecular cytogenetic detection of chromosomal breakpoints in T-cell receptor gene loci. Leukemia. 2003;17(4):738-745. doi:10.1038/sj.leu.2402884 3. Chin M, Mugishima H, Takamura M, et al. Hemophagocytic syndrome and hepatosplenic gammadelta T-cell lymphoma with isochromosome 7q and 8 trisomy. J Pediatr Hematol Oncol. 2004;26(6):375-378. doi:10.1097/00043426-200406000-00008 | This test is performed using commercially available and laboratory-developed probes. Rearrangements involvingTCL1AandTRADare detected using a dual-color break-apart strategy probe. Trisomy of chromosome 8 and isochromosome 7q are detected using enumeration strategy probes. For each probe set, 100 interphase nuclei are scored. All results are expressed as the percent abnormal nuclei.(Unpublished Mayo method) | 7 to 10 days | 4 weeks | This test was developed and its performance characteristics determined by Mayo Clinic in a manner consistent with CLIA requirements. It has not been cleared or approved by the US Food and Drug Administration. | 88271 x6, 88275 x3, 88291 x1- FISH Probe, Analysis, Interpretation; 3 probe set88271 x2, 88275 x1 - FISH Probe, Analysis; each additional probe set (if appropriate) | T-cell Lymphoma B/BM, Diag FISH | 101682-3 | 614345 | Released By | 18771-6
TLYM | T-Cell Lymphoma, FISH, Tissue | Detecting common, recurrent chromosome abnormalities in various T-cell lymphomas in paraffin-embedded tissue specimens at diagnosis Providing prognostic information in patients with documented systemic ALK-negative anaplastic large cell lymphoma | Fluorescence In Situ Hybridization (FISH) | Yes | T-cell Lymphoma, FISH, Tissue | This test includes a charge for the probe application, analysis, and professional interpretation of results for one probe set (2 individual fluorescence in situ hybridization [FISH] probes). Additional charges will be incurred for all reflex or additional probe sets performed. No analysis charges will be incurred if an insufficient number of representative cells are available for analysis. | Submit only 1 of the following specimens: Preferred Specimen Type: Tissue block Collection Instructions:Submit a formalin-fixed, paraffin-embedded tumor tissue block. Blocks prepared with alternative fixation methodswill be attempted but are less favorable for successful results; provide fixation method used. Additional Information: 1. Paraffin embedded specimens can be from any anatomic location (skin, soft tissue, lymph node, etc). 2. Bone specimens that have been decalcified will be attempted for testing, but the success rate is approximately 50%. Acceptable Specimen Type:Tissue slides Slides: 1 Hematoxylin and eosin stained and 2 unstained?for each probe set Collection Instructions: 1. Include 1 hematoxylin and eosin-stainedslide for the entire test order. 2.For each probe set ordered, 2 consecutive, unstained, 5 micron-thick sections placed on positively charged slides | See Specimen Required | T-cell malignancies account for approximately 10% of all non-Hodgkin lymphomas and there are numerous subtypes with diagnostic and prognostic genetic abnormalities that can be evaluated by fluorescence in situ hybridization (FISH) testing. FISH is available for specific abnormalities in T-cell lymphoma subtypes; see Table. Table.Common Chromosome Abnormalities in T-cell Lymphomas Lymphoma type Chromosome abnormality FISH probe Anaplastic large cell lymphoma 2p23 rearrangement 3'/5' ALK 3q28 rearrangement 5'/3' TP63 6p25.3 rearrangement 5'/3' IRF4 (DUSP22) T-cell prolymphocytic leukemia inv(14)(q11q32)/ t(14;14)(q11;q32) 5'/3' TRAD5'/3' TCL1A Hepatosplenic T-cell lymphoma Isochromosome 7q D7Z1/ D7S486 trisomy 8 D8Z2/MYC | An interpretive report will be provided. | A neoplastic clone is detected when the percent of cells with an abnormality exceeds the normal reference range for any given probe. Detection of an abnormal clone is supportive of a diagnosis of a T-cell lymphoma. The specific abnormality detected may help determine a T-cell lymphoma subtype and/or contribute to the prognosis. The absence of an abnormal clone, or negative result, does not rule out the presence of a neoplastic disorder or change the pathologic diagnosis. | This test is not approved by the U.S. Food and Drug Administration and is best used as an adjunct to existing clinical and pathologic information. Fixatives other than formalin (eg, Prefer, Bouin's) may not be successful for fluorescence in situ hybridization (FISH) assays. Non-formalin fixed specimens will not be rejected. Paraffin-embedded tissues that have been decalcified may not be successful for FISH analysis. The success rate of FISH studies on decalcified tissue is approximately 50%. FISH studies will be attempted if sufficient tumor is present for analysis. The pathologist reviewing the hematoxylin and eosin-stained slide may find it necessary to cancel testing if insufficient tissue/tumor is available for testing. If no FISH signals are observed post-hybridization, the case will be released indicating a lack of FISH results. | 1.Swerdlow SH,Campo E, HarrisNL, et al, eds.WHO Classification of Tumours of Haematopoietic and Lymphoid Tissues. 4th ed. IARC Press; 2017. WHO Classification of Tumours. Vol 2. 2. Feldman AL, Law M, Remstein ED, et al. Recurrent translocations involving the IRF4 oncogene locus in peripheral T-cell lymphomas. Leukemia. 2009;23(3):574-580 3. Feldman AL, Dogan A, Smith Dl, et al. Discovery of recurrent t(6:7)(p25.3;q32.3) translocations in ALK-negative anaplastic large cell lymphomas by massively parallel genomics sequencing. Blood. 2011;117(3):915-919 4. Parilla Castellar ER, Jaffe ES, Said JW, et al. ALK-negative anaplastic large cell lymphoma is a genetically heterogeneous disease with widely disparate clinical outcomes. Blood. 2014;124(9):1473-1480 5. Vasmatzis G, Johnson SH, Knudson RA, et al. Genomics-wide analysis reveals recurrent structural abnormalities of TP63 and other p53-releated genes in peripheral T-cell lymphomas. Blood. 2012 Sep 13;120(11):2280-2289 | This test is performed using commercially available and laboratory-developedprobes.Rearrangements involvingALK,DUSP22-IRF4,TCL1A, TRAD,andTP63are detected using a dual-color break-apart strategy probe. Trisomy of chromosome 8 and isochromosome 7q are detected using enumeration strategy probes.TP63::TBL1XR1fusion is detected using a dual color, dual fusion probe set. The TBL1XR1/TP63 FISH probe setwill only be performed when necessary to resolve or confirmTP63rearrangement concerns. Formalin-fixed, paraffin-embedded tissues are cut at 5 microns and mounted on positively charged glass slides. The selection of tissue and the target areas on the hematoxylin and eosin (H and E)-stained slide is performed by a pathologist. Using the H and E-stained slide as a reference, target areas are etched with a diamond-tipped etcher on the back of the unstained slide to be assayed. The probe set is hybridized to the appropriate target areas and 2 technologists each analyze 50 interphase nuclei (100 total) with the results expressed as the percent abnormal nuclei.(Unpublished Mayo method) | 7 to 10 days | Slides and H and E used for analysis are retained by the laboratory in accordance with regulatory requirements. Client provided paraffin blocks and extra unstained slides (if provided) will be returned after testing is complete. | This test was developed and its performance characteristics determined by Mayo Clinic in a manner consistent with CLIA requirements. It has not been cleared or approved by the US Food and Drug Administration. | 88377 (if 1 probe set)88377 x 2 (if 2 probe sets)88377 x 3 (if 3 probe sets)88377 x 4 (if 4 probe sets)88377 x 5 (if 5 probe sets)88377 x 6 (if 6 probe sets)88377 x 7 (if 7 probe sets)88377 x 8 (if 8 probe sets) | T-cell Lymphoma, FISH, Tissue | 101682-3 | 603150 | Released By | 18771-6
TLPMF | T-Cell Lymphoma, Specified FISH, Varies | Detecting, at diagnosis, common chromosome abnormalities associated with specific T-cell lymphoma subtypes usingclientspecified probes | Fluorescence In Situ Hybridization (FISH) | Yes | T-cell Lymphoma B/BM, Spec FISH | This test includes a charge for the probe application, analysis, and professional interpretation of results for one probe set (2 individual fluorescence in situ hybridization [FISH] probes). Additional charges will be incurred for all additional probe sets performed. | Submit only 1 of the following specimens: Preferred Specimen Type:Bone marrow Container/Tube: Preferred:Yellow top (ACD) Acceptable:Green top (heparin) or lavender top (EDTA) Specimen Volume:2-3 mL Collection Instructions: 1. It is preferable to send the first aspirate from the bone marrow collection. 2. Invert several times to mix bone marrow. 3. Send bone marrow in original tube.Do not aliquot. Acceptable Specimen Type:WholeBlood Container/Tube: Preferred:Yellow top (ACD) Acceptable:Green top (heparin) or lavender top (EDTA) Specimen Volume:6 mL Collection Instructions: 1. Invert several times to mix blood. 2. Send whole blood specimen in original tube.Do not aliquot. | Bone marrow: 1 mL; Whole blood: 2 mL | T-cell malignancies account for approximately 10% of all non-Hodgkin lymphomas. There are subtypes of T-cell lymphoma with diagnostic and prognostic genetic abnormalities. Fluorescence in situ hybridization (FISH) is available for specific abnormalities in the following T-cell lymphoma subtypes (see Table). Table.Common Chromosome Abnormalities in T-cell Lymphomas Lymphoma type Chromosome abnormality FISH probe T-cell prolymphocytic leukemia inv(14)(q11q32)/ (14;14)(q11;q32) 5'/3' TRAD5'/3' TCL1A Hepatosplenic T-cell lymphoma Isochromosome 7q D7Z1/ D7S486 Trisomy 8 D8Z2/MYC | An interpretive report will be provided. | A neoplastic clone is detected when the percent of cells with an abnormality exceeds the normal reference range for any given probe set. Detection of an abnormal clone supports a diagnosis of T-cell lymphoma. The specific abnormality detected may help to determine a specific T-cell lymphoma subtype. The absence of an abnormal clone does not rule out the presence of lymphoma or another neoplastic disorder. | This test is not approved by the US Food and Drug Administration and is best used as an adjunct to existing clinical and pathologic information. Bone marrow is the preferred sample type for this fluorescence in situ hybridization test. If bone marrow is not available, a blood specimen may be used if there are neoplastic cells in the blood specimen (as verified by a hematopathologist). If no FISH signals are observed post-hybridization, the case will be released indicating a lack of FISH results. | 1. Swerdlow S, Campo E, Harris NL, et al, eds. WHO Classification of Tumours of Haematopoietic and Lymphoid Tissues. IARC Press; 2017 2. Gesk S, Martin-Subero JI, Harder L, et al. Molecular cytogenetic detection of chromosomal breakpoints in T-cell receptor gene loci. Leukemia. 2003;17(4):738-745 3. Chin M, Mugishima H, Takamura M, et al. Hemophagocytic syndrome and hepatosplenic (gamma)(delta) T-cell lymphoma with isochromosome 7q and 8 trisomy. J Pediatr Hematol Oncol. 2004;26(6):375-378 | This test is performed using commercially available and laboratory-developed probes. Rearrangements involvingTCL1AandTRADare detected using a dual-color break-apart strategy probe. Trisomy of chromosome 8 and isochromosome 7q are detected using enumeration strategy probes. For each probe set, 100 interphase nuclei are scored. All results are expressed as the percent abnormal nuclei.(Unpublished Mayo method) | 7 to 10 days | 4 weeks | This test was developed and its performance characteristics determined by Mayo Clinic in a manner consistent with CLIA requirements. It has not been cleared or approved by the US Food and Drug Administration. | 88271x2, 88275 x1, 88291x1- FISH Probe, Analysis, Interpretation; 1 probe set88271x2, 88275 x1 - FISH Probe, Analysis; each additional probe set (if appropriate) | T-cell Lymphoma B/BM, Spec FISH | 101682-3 | 614356 | Released By | 18771-6
TCRF1 | T-Cell Receptor Beta (TCR Beta F1) Immunostain, Technical Component Only | Classification of lymphomas | Immunohistochemistry (IHC) | Yes | TCR Beta F1 IHC, Tech Only | For the initial technical component only immunohistochemical (IHC) stain performed, the appropriate bill-only test ID will be reflexed and charged (IHTOI). For each additional technical component only IHC stain performed, an additional bill-only test ID will be reflexed and charged (IHTOA). | Supplies:Immunostain Technical Only Envelope (T693) Specimen Type:Tissue Container/Tube:Immunostain Technical Only Envelope (T693) Preferred:2 Unstained positively charged glass slide (25- x 75- x 1-mm) per test ordered; sections 4-microns thick. Acceptable:Formalin-fixed, paraffin-embedded tissue block |  | T-cell receptor beta (TCR Beta F1) antibody is directed against the beta chain of the alpha/beta T-cell receptor, thus staining the majority of T lymphocytes. Staining is localized at cell membranes with weak cytoplasmic staining in some cells. Positive staining in malignant lymphomas can confirm T-cell lineage and further subtype as alpha/beta T cells. |  | This test does not include pathologist interpretation, only technical performance of the stain. If interpretation is required, order PATHC / Pathology Consultation for a full diagnostic evaluation or second opinion of the case. The positive and negative controls are verified as showing appropriate immunoreactivity. If a control tissue is not included on the slide, a scanned image of the relevant quality control tissue is available upon request; call 855-516-8404. Interpretation of this test should be performed in the context of the patient's clinical history and other diagnostic tests by a qualified pathologist. | Age of a cut paraffin section can affect immunoreactivity. Stability thresholds vary widely among published literature and are antigen dependent. Best practice is for paraffin sections to be cut within 6 weeks. | 1. Chan WC, Borowitz MJ, Hammami A, et al. T-cell receptor antibodies in the immunohistochemical studies of normal and malignant lymphoid cells. Cancer. 1988;62(10):2118-2124 2. Chuang S, Young-Hyeh K. Cutaneous nonmycotic T- and natural killer/T-cell lymphomas: diagnostic challenges and dilemmas. J Am Acad Dermatol. 2014;70:724-735 3. Krajewski AS, Myskow MW, Salter DM, et al. Diagnosis of T-cell lymphoma using beta F1, anti-T-cell receptor beta chain antibody. Histopathology. 1989:15(3):239-247 4. Rudiger T, Weisenburger DD, Anderson JR, et al. Peripheral T-cell lymphoma (excluding anaplastic large-cell lymphoma): results from the Non-Hodgkin's Lymphoma Classification Project. Annals of Oncol. 2002;13:140-149 5. Magaki S, Hojat SA, Wei B, So A, Yong WH. An introduction to the performance of immunohistochemistry. Methods Mol Biol. 2019;1897:289-298. doi:10.1007/978-1-4939-8935-5_25 | Immunohistochemistry on sections of paraffin-embedded tissue.(Unpublished Mayo method) | 1 to 3 days | Until staining is complete. | This test has been cleared, approved, or is exempt by the US Food and Drug Administration and is used per manufacturer's instructions. Performance characteristics were verified by Mayo Clinic in a manner consistent with CLIA requirements. | 88342-TC, primary88341-TC, if additional IHC | TCR Beta F1 IHC, Tech Only | Order only;no result | 70872 | TCR Beta F1 IHC, Tech Only | Bill only; no result
TCRGD | T-Cell Receptor Delta Immunostain, Technical Component Only | Classification of lymphomas | Immunohistochemistry (IHC) | Yes | TCR Delta IHC, Tech Only | For the initial technical component only immunohistochemical (IHC) stain performed, the appropriate bill-only test ID will be reflexed and charged (IHTOI). For each additional technical component only IHC stain performed, an additional bill-only test ID will be reflexed and charged (IHTOA). | Supplies:Immunostain Technical Only Envelope (T693) Specimen Type:Tissue Container/Tube:Immunostains Technical Only Envelope Preferred:2 Unstained positively charged glass slide (25- x 75- x 1-mm) per test ordered; sections 4-microns thick. Acceptable:Formalin-fixed, paraffin-embedded tissue block |  | T-cell receptor delta expression is seen in a small proportion of total T cells. Recognition of T-cell lymphomas that are derived from the delta T-cell subset is important as they often have a more aggressive clinical behavior. Normal tonsils show scattered cells staining in the interfollicular regions. |  | This test does not include pathologist interpretation, only technical performance of the stain. If interpretation is required, order PATHC / Pathology Consultation for a full diagnostic evaluation or second opinion of the case. The positive and negative controls are verified as showing appropriate immunoreactivity. If a control tissue is not included on the slide, a scanned image of the relevant quality control tissue is available upon request; call 855-516-8404. Interpretation of this test should be performed in the context of the patient's clinical history and other diagnostic tests by a qualified pathologist. | Age of a cut paraffin section can affect immunoreactivity. Stability thresholds vary widely among published literature and are antigen dependent. Best practice is for paraffin sections to be cut within 6 weeks. | 1. Roullet M, Gheith SMF, Mauger J, et al. Percentage of gamma-delta T cells in panniculitis by paraffin immunohistochemical analysis. Am J Clin Pathol. 2009;131:820-826 2. Willemze R, Jansen PM, Cerroni L, et al. Subcutaneous panniculitis-like T-Cell lymphoma: Definition, classification, and prognostic factors: an EORTC Cutaneous Lymphoma Group Study of 38 cases. Blood. 2008;111:838-845 3. Vega F, Medeiros LJ, Gaulard P. Hepatosplenic and other gammadelta T-cell lymphomas. Am J Clin Pathol. 2007;127:869-880 4. Magaki S, Hojat SA, Wei B, So A, Yong WH. An introduction to the performance of immunohistochemistry. Methods Mol Biol. 2019;1897:289-298. doi:10.1007/978-1-4939-8935-5_25 | Immunohistochemistry on sections of paraffin-embedded tissue.(Unpublished Mayo method) | 1 to 3 days | Until staining is complete. | This test has been cleared, approved, or is exempt by the US Food and Drug Administration and is used per manufacturer's instructions. Performance characteristics were verified by Mayo Clinic in a manner consistent with CLIA requirements. | 88342-TC, primary88341-TC, if additional IHC | TCR Delta IHC, Tech Only | Order only;no result | 70874 | TCR Delta IHC, Tech Only | Bill only; no result
TRECS | T-Cell Receptor Excision Circles Analysis, Blood | Measuring T-cell output or reconstitution (thymopoiesis) following hematopoietic cell transplantation or highly active antiretroviral therapy Evaluating thymic function in patients with cellular or combined inborn errors of immunity (formerly primary immunodeficiencies), or receiving immunotherapy or cancer vaccines Assessing T-cell recovery following thymus transplants for DiGeorge syndrome | Real-Time Quantitative Polymerase Chain Reaction (PCR) | Yes | TREC Analysis, B | Whole Blood EDTA | For serial monitoring, it is recommended to perform specimen collection at the same time of day, if possible. Supplies:Ambient Shipping Box-Critical Specimens Only (T668) Container/Tube:Lavender top (EDTA) Specimen Volume: Adults: 10 mL Pediatrics -Preferred volume for >1 year: 5 mL -Preferred volume for < or =1 year old: 3 mL Collection Instructions: 1.Do not collect specimen using a butterfly needle. 2. Send whole blood specimen in original tube.Do not aliquot. | Adults: 10 mL Pediatrics: 1 mL | T-cell generation is a critical feature of the adaptive immune response and has 2 main components: thymic output of new T cells and peripheral homeostatic expansion of preexisting T cells. It has been shown that although thymic function declines with age, a reasonable output is still maintained into late adult life.(1) In many clinical situations, thymic output is crucial to the maintenance and competence of the T-cell effector immune response. Thymic output of new T cells can be determined by T-cell receptor excision circles (TREC) analysis. TREC are extrachromosomal DNA byproducts of T-cell receptor (TCR) rearrangement, which are nonreplicative. TREC are produced only in T cells of thymic origin and each cell is thought to contain a single copy of the TREC measured in this test. Hence, TREC analysis provides a specific assessment of T-cell recovery (eg, after hematopoietic stem cell transplantation) or numerical T-cell competence. There are several TREC generated during the process of TCR rearrangement and the TCR delta deletion TREC (deltaREC psi-J-alpha signal joint TREC) has been shown to be the most accurate TREC for measuring thymic output.(2) This assay measures this specific TREC using quantitative, real-time polymerase chain reaction. Clinical use of TREC in HIV and Antiretroviral Therapy: HIV infection leads to a decrease in thymic function. Adult patients treated with highly active antiretroviral therapy (HAART) show a rapid and sustained increase in thymic output.(1) Clinical use of TREC in Hematopoietic Stem Cell Transplantation and Inborn Errors of Immunity (formerly Primary Immunodeficiencies)(3): There is a period of immunodeficiency followinghematopoietic stem cell transplantation (HSCT) that varies depending on the nature and type of stem cell graft used and the conditioning regimen, among other factors. This secondary immunodeficiency also includes defects in thymopoiesis.(4-6) It has been shown that numerical T-cell recovery is usually achieved by day 100 post-transplant, although there is an inversion of the CD4:CD8 ratio that can persist for up to a year.(5) Also, recovery of T-cell function and diversity can take up to 12 months, although this can be more rapid in pediatric patients. However, recovery of T-cell function is only possible when there is numerical reconstitution of T cells. T cells, along with the other components of adaptive immunity, are key players in the successful response to vaccination post-HSCT.(7) In patients who have received HSCT for severe combined immunodeficiency, T-cell recovery early after transplant is crucial to long-term T-cell reconstitution.(8) Patients who demonstrated impaired reconstitution were shown to have poor early grafting, as opposed to immune failure caused by accelerated loss of thymic output or long-term graft failure. In this study, the numbers of TREC early after HSCT were most predictive for long-term reconstitution. The data suggests that frequent monitoring of T-cell immunity and TREC numbers after HSCT can help identify patients who will fail to reconstitute properly, which would allow institution of additional therapies in a timely manner.(8) It would be reasonable to extrapolate such a conclusion to other diseases that are also treated by HSCT. TREC Copies and Thymic Output in Adults: Since the adult thymus involutes after puberty and is progressively replaced by fat with age, thymus-dependent T-cell recovery has been assumed to be severely limited in adults. However, with TREC analysis it has been shown that the change in thymic function in adults is a quantitative phenomenon rather than a qualitative one and thymic output is not totally eliminated.(1,9,10) Thus, after HSCT or HAART, the remaining thymic tissue can be mobilized in adults to replenish depleted immune systems with a potentially broader repertoire of naive T cells. Douek et al have shown that there is a significant contribution by the thymus to immune reconstitution after myeloablative chemotherapy and HSCT in adults.(9) In fact, this data show that there is both a marked increase in the TREC numbers and a significant negative correlation of TREC copies with age post-transplant. In addition to the specific clinical situations elucidated above, TREC analysis can be helpful in identifying patients with primary immunodeficiencies and assessing their numerical T-cell immune competence. It can also be used as a measure of immune competence in patients receiving immunotherapy or cancer vaccines, where maintenance of T-cell output is integral to the immune response against cancer. The absolute counts of lymphocyte subsets are influenced by a variety of biological factors, including genetic background, hormones, the environment, and temperature. The studies on diurnal (circadian) variation in lymphocyte counts have demonstrated progressive increase in CD4 T-cell counts throughout the day, while CD8 T cells and CD19 B cells increase between 8:30 am and noon, with no change between noon and afternoon. Natural killer cell counts, on the other hand, are constant throughout the day.(11) Circadian variations in circulating T cells are negatively correlated with plasma cortisol concentration.(12-14) In fact, cortisol and catecholamine concentrations control distribution, and therefore numbers of naive versus effector CD4 and CD8 T cells.(12) It is generally accepted that lower CD4 T-cell counts are seen in the morning compared with the evening,(15) and during summer compared to winter.(16) These data, therefore, indicate that consistency in timing of blood collection are critical when serially monitoring patients for lymphocyte subsets. | The appropriate age-related reference values will be provided on the report. | T-cell receptor excision circles (TREC) generally show an inverse correlation with age, although there can be substantial variations in TREC copies relative to T-cell count within a given age group. Following hematopoietic stem cell transplantation (HSCT), highly active antiretroviral therapy (HAART), thymic transplants, etc, TREC typically increases from absent or very low levels (below age-matched reference range) to baseline levels or exceeds baseline levels, showing evidence of thymic rebound, which is consistent with recovery of thymic output and T-cell reconstitution. When a patient is being monitored for thymic recovery post-transplant, it is recommended that a pre-transplant (prior to myeloablative or non-myeloablative conditioning) or a pretreatment baseline specimen is provided so that appropriate comparisons can be made between the pre- and post-transplant specimens. Since there is substantial variability between individuals in TREC copies, the best comparison is made to the patient's own baseline specimen rather than the reference range (which provides a guideline for TREC copies for age-matched healthy controls). A consultative report will be generated for each patient. | While indicative of thymic function and T-cell recovery, T-cell receptor excision circle (TREC) results cannot be taken as a direct measure of thymic output because TRECs are diluted by peripheral T-cell division and intracellular degradation. In addition, the longevity of naive T cells in the periphery precludes TREC from being regarded as recent thymic emigrants. The assay provides a quantitative measure of TREC, ie, TREC copies per million CD3 T cells; however, this number should be regarded as a relative, rather than absolute, number because of the caveats explained above. The TREC assay should not be ordered on adults over age 60 due to physiological decline in thymic function in the sixth and seventh decades of life. Assay results are dependent on the patient's T-cell counts and in patients with profound lymphopenia it may be impossible to perform the assay if there are insufficient numbers of cells. Temperature and time are critical to the performance of the assay. Temperatures that exceed or drop below 20 to 25 degrees C can dramatically affect the assay. High temperatures can cause substantial hemolysis that will interfere with the methodology used to perform the assay. Transportation delays may result in significant TREC degradation. Consistency in timing of blood collection is critical when serially monitoring patients for lymphocyte subsets. See Clinical Information. | 1. Douek DC, McFarland RD, Keiser PH, et al: Changes in thymic function with age and during the treatment of HIV infection. Nature. 1998;396:690-694 2. Hazenberg MD, Verschuren MC, Hamann D, et al: T cell receptor excision circles as markers for recent thymic emigrants: basic aspects, technical approach, and guidelines for interpretation. J Mol Med. 2001;79:631-640 3. Gaballa A, Clave E, Uhlin M, Toubert A, Arruda LCM: Evaluating thymic function after human hematopoietic stem cell transplantation in the personalized medicine era. Front Immunol. 2020 Jul 31;11:1341. doi: 10.3389/fimmu.2020.01341 4. Parkman R, Weinberg K: Immunological reconstitution following hematopoietic stem cell transplantation. In: Thomas ED, Blume KG, Forman SJ, eds. Hematopoietic Cell Transplantation. 2nd ed. Blackwell Scientific; 1999:704-711 5. Weinberg K, Blazar BR, Wagner JE, et al: Factors affecting thymic function after allogeneic hematopoietic stem cell transplantation. Blood. 2001;97:1458-1466 6. Weinberg K, Annett G, Kashyap A, et al: The effect of thymic function on immunocompetence following bone marrow transplantation. Biol Blood Marrow Transplant. 1995;1:18-23 7. Auletta JJ, Lazarus HM: Immune restoration following hematopoietic stem cell transplantation: an evolving target. Bone Marrow Transplant. 2005;35:835-857 8. Borghans JA, Bredius RG, Hazenberg MD, et al: Early determinants of long-term T cell reconstitution after hematopoietic stem cell transplantation for severe combined immunodeficiency. Blood. 2006;108:763-769 9. Douek DC, Vescio RA, Betts MR, et al: Assessment of thymic output in adults after hematopoietic stem cell transplantation and prediction of T cell reconstitution. Lancet. 2000;355:1875-1881 10. Jamieson BD, Douek DC, Killian S, et al: Generation of functional thymocytes in the human adult. Immunity. 1999;10:569-575 11. Carmichael KF, Abayomi A: Analysis of diurnal variation of lymphocyte subsets in healthy subjects and its implication in HIV monitoring and treatment. 15th Intl Conference on AIDS, Bangkok, Thailand, 2004, Abstract B11052 12. Dimitrov S, Benedict C, Heutling D, et al: Cortisol and epinephrine control opposing circadian rhythms in T-cell subsets. Blood. 2009 May 21;113(21):5134-5143 13. Dimitrov S, Lange T, Nohroudi K, Born J: Number and function of circulating antigen presenting cells regulated by sleep. Sleep. 2007;30:401-411 14. Kronfol Z, Nair M, Zhang Q, et al: Circadian immune measures in healthy volunteers: relationship to hypothalamic-pituitary-adrenal axis hormones and sympathetic neurotransmitters. Psychosom Med. 1997;59:42-50 15. Malone JL, Simms TE, Gray GC, et al: Sources of variability in repeated T-helper lymphocyte counts from HIV 1-infected patients: total lymphocyte count fluctuations and diurnal cycle are important. J AIDS. 1990;3:144-151 16. Paglieroni TG, Holland PV: Circannual variation in lymphocyte subsets, revisited. Transfusion. 1994;34:512-516 | This assay involves pre-analytical preparation of a pure cell population followed by analytical evaluation of the DNA. A modified peripheral blood mononuclear cells (PBMC) isolation is used to prepare a nearly pure population of CD3+ T cells (adults) or total lymphocytes (pediatrics) from whole blood. The resulting purity and cell counts are obtained from the TCD4 flow cytometric assay. The cells are then lysed with Proteinase K to a predetermined target concentration to release and expose the DNA for polymerase chain reaction (PCR). The genomic DNA and T-cell receptor excision circles (TREC) in the cell lysates are quantified in the real-time PCR assay, in triplicate, by using a fluorescent probe specific for the T-cell receptor delta-deletion TREC signal joint and a distinct fluorescent probe for the reference gene, albumin. There is one copy of TREC per CD3+ T cell, while there are 2 copies of albumin in every cell. A standard curve is used to determine the absolute quantity of TREC and albumin from the fluorescence intensities measured. The albumin counts are used to determine the cell counts in each reaction and to normalize the number of TREC copies to a standard reporting unit of copies per million CD3+ T cells. The pediatric TREC counts, though measured from total lymphocytes, can be adjusted to the same reporting units using the %CD3 purity from the flow cytometric assay.(Douek DC, Vescio RA, Betts MR, et al: Assessment of thymic output in adults after hematopoietic stem cell transplantation and prediction of T cell reconstitution. Lancet. 2000;355:1875-1881; Douek DC, Hill B: Personal Communication; 2005; Gaballa A, Clave E, Uhlin M, Toubert A, Arruda LCM: Evaluating thymic function after human hematopoietic stem cell transplantation in the personalized medicine era. Front Immunol. 2020 Jul 31;11:1341. doi: 10.3389/fimmu.2020.01341) | 6 to 8 days | Extracted DNA: 2 months | This test was developed and its performance characteristics determined by Mayo Clinic in a manner consistent with CLIA requirements. It has not been cleared or approved by the US Food and Drug Administration. | 81479-Unlisted molecular pathology procedure | TREC Analysis, B | In Process | 615830 | Released By | 18771-6
TCGR | T-Cell Receptor Gene Rearrangement, PCR, Blood | Determining whether a T-cell population is polyclonal or monoclonal using blood specimens | Polymerase Chain Reaction (PCR) | Yes | T Cell Receptor Gene Rearrange, B | Whole blood | Container/Tube: Preferred:Lavender top (EDTA) Acceptable:Yellow top (ACD) Specimen Volume:4 mL Collection Instructions: 1. Invert several times to mix blood. 2. Send whole blood specimen in original tube.Do not aliquot. | 1 mL | The T-cell receptor (TCR) genes (alpha, beta, delta, and gamma) are comprised of numerous, discontinuous coding segments that somatically rearrange to produce heterodimeric cell surface T-cell receptors, either alpha/beta (90%-95% of T cells) or gamma/delta (5%-10% of T cells). With rare exceptions (eg, some neoplastic B-lymphoid proliferations), other cell types retain the germline configuration of the TCR genes without rearrangement. The marked diversity of somatic TCR-gene rearrangements is important for normal immune functions but also serves as a valuable marker to distinguish abnormal T-cell proliferations from reactive processes. A monoclonal expansion of a T-cell population will result in the predominance of a single TCR-gene rearrangement pattern. In contrast, reactive T-cell expansions are polyclonal (or multiclonal), with no single clonotypic population predominating in the population of T cells. These distributive differences in both TCR sequence and genomic rearrangement fragment sizes can be detected by molecular techniques (ie, polymerase chain reaction) and used to determine if a population of T cells shows monoclonal or polyclonal features. | An interpretive report will be provided. Positive, negative, or indeterminate for a clonal T-cell population | An interpretive report will be provided. Results will be characterized as positive, negative, or indeterminate for a clonal T-cell population. In the appropriate clinicopathologic setting, a monoclonal result is associated with a neoplastic proliferation of T cells (see Cautions). | To determine the significance of the result, it must always be interpreted in the context of other clinicopathologic information. The interpretation of the presence or absence of a predominant T cell receptor (TCR)-gene rearrangement profile is sometimes subjective. The detection of a clonal TCR-gene rearrangement by this test is not necessarily synonymous with the presence of a T-cell neoplasm. False-positive results can occur because of the sensitivity of polymerase chain reaction (PCR) technique and the problem of nonuniform (skewed) amplification of target T-cell gene rearrangements. The latter problem can occur when the total T-cell number in a sample is limited, or because of physiologic skewing of the T-cell repertoire as seen with aging, posttransplantation, or T-cell reactions in autoimmune or (nonlymphoid) malignancies. False-negative results can occur for many reasons, including tissue sampling, poor amplification, or failure to detect a small minority of T-cell gene segment rearrangements with the use of consensus PCR primers. In some cases, an indeterminate or equivocal result will occur because the pattern of gene rearrangements is abnormal (compared to typical polyclonal T-cell processes), but not definitive, for a monoclonal T-cell population. In these situations, distinction of a small monoclonal subpopulation from an over-represented, but reactive, population may not be possible. | 1. Liu H, Bench AJ, Bacon CM, et al: A practical strategy for the routine use of BIOMED-2 PCR assays for detection of B- and T-cell clonality in diagnostic haematopathology. Br J Haematol. 2007 Jul;138(1):31-43 2. Van Krieken JHJM, Langerak AW, Macintyre EA, et al: Improvedreliability of lymphoma diagnostics via PCR-based clonality testing: report of the BIOMED-2 Concerted Action BHM4-CT98-3936. Leukemia. 2007 Feb;21(2):201-206 3. Bruggemann M, White H, Gaulard P, et al: Powerful strategy for polymerase chain reaction-based clonality assessment in T-cell malignancies Report of the BIOMED-2 Concerted Action BHM4 CT98-3936. Leukemia. 2007 Feb;21(2):215-221 4. Langerak AW, Groenen PJTA, Bruggemann M, et al: EuroClonality/BIOMED-2 guidelines for interpretation and reporting of Ig/TCR clonality testing in suspected lymphoproliferations. Leukemia. 2012 Oct;26(10):2159-2171 5. Davies K, Staniforth J, Haowei Xie, W, et al: Advances in the assessment of T-cell clonality. Diagn Histopathol. 2020 Sept;26(9):388-397 | Genomic DNA is extracted from the blood. T-cell receptor beta (TCRB) and T-cell receptor gamma (TCRG) loci (official designationsTRBandTRG, respectfully) are amplified by polymerase chain reaction (PCR) using a multiplex primer method based on the BIOMED-2 strategy. Specific primers are labeled with fluorochrome dyes, permitting precise fragment sizing of PCR products by capillary gel electrophoresis using a genetic analyzer. Each amplified locus is assessed for gene rearrangement patterns and an overall interpretation of the assay is made with regards to the presence or absence of a monoclonal population.(Unpublished Mayo method) | 5 to 10 days | Whole blood: 2 weeks; Extracted DNA: 3 months | This test was developed using an analyte specific reagent. Its performance characteristics were determined by Mayo Clinic in a manner consistent with CLIA requirements. This test has not been cleared or approved by the US Food and Drug Administration. | 81340-TCB (T cell antigen receptor, beta) (eg, leukemia and lymphoma), gene rearrangement analysis to detect abnormal clonal population(s); using amplification methodology (eg, PCR)81342-TCG (T cell receptor, gamma) (eg, leukemia and lymphoma), gene rearrangement analysis, evaluation to detect abnormal clonal population(s) | T Cell Receptor Gene Rearrange, B | In Process | 608951 | Signing Pathologist | 19139-5
TCGBM | T-Cell Receptor Gene Rearrangement, PCR, Bone Marrow | Determining whether a T-cell population is polyclonal or monoclonal | Polymerase Chain Reaction (PCR) | Yes | T Cell Receptor Gene Rearrange, BM | For information see: | Container/Tube: Preferred:Lavender top (EDTA) Acceptable:Yellow top (ACD) Specimen Volume:2 mL Collection Instructions: 1. Invert several times to mix bone marrow. 2. Send bone marrow specimen in original tube.Do not aliquot. | 1 mL | The T-cell receptor (TCR) genes (alpha, beta, delta, and gamma) are comprised of numerous, discontinuous coding segments that somatically rearrange to produce heterodimeric T-cell surface receptors, either alpha/beta (90%-95% of T cells) or gamma/delta (5%-10% of T cells). With rare exceptions (eg, some neoplastic B-lymphoid proliferations), other cell types retain the germline configuration of the TCR genes without rearrangement. The marked diversity of somatic TCR-gene rearrangements is important for normal immune functions but also serves as a valuable marker to distinguish abnormal T-cell proliferations from reactive processes. A monoclonal expansion of a T-cell population will result in the predominance of a single TCR-gene rearrangement pattern. In contrast, reactive T-cell expansions are polyclonal (or multiclonal), with no single clonotypic population predominating in the population of T cells. These distributive differences in both TCR sequence and genomic rearrangement fragment sizes can be detected by molecular techniques (ie, polymerase chain reaction) and used to determine if a population of T cells shows monoclonal or polyclonal features. | An interpretive report will be provided. Positive, negative, or indeterminate for a clonal T-cell population | An interpretive report will be provided. Results will be characterized as positive, negative, or indeterminate for a clonal T-cell population. In the appropriate clinicopathologic setting, a monoclonal result is associated with a neoplastic proliferation of T cells (see Cautions). | To determine the significance of the result, it must always be interpreted in the context of other clinicopathologic information. The interpretation of the presence or absence of a predominant T cell receptor (TCR)-gene rearrangement profile is sometimes subjective. The detection of a clonal TCR-gene rearrangement by this test is not necessarily synonymous with the presence of a T-cell neoplasm. False-positive results can occur because of the sensitivity of polymerase chain reaction (PCR) technique and the problem of nonuniform (skewed) amplification of target T-cell gene rearrangements. The latter problem can occur when the total T-cell number in a sample is limited or due to physiologic skewing of the T-cell repertoire, as seen with aging, posttransplantation, or T-cell reactions in autoimmune or (nonlymphoid) malignancies. False-negative results can occur for many reasons, including tissue sampling, poor amplification, or failure to detect a small minority of T-cell gene segment rearrangements with the use of consensus PCR primers. In some cases, an indeterminate or equivocal result will occur because the pattern of gene rearrangements is abnormal (compared to typical polyclonal T-cell processes), but not definitive, for a monoclonal T-cell population. In these situations, distinction of a small monoclonal subpopulation from an overrepresented, but reactive, population may not be possible. | 1. Liu H, Bench AJ, Bacon CM, et al. A practical strategy for the routine use of BIOMED-2 PCR assays for detection of B- and T-cell clonality in diagnostic haematopathology. Br J Haematol. 2007;138(1):31-43 2. van Krieken JHJM, Langerak AW, Macintyre EA, et al. Improvedreliability of lymphoma diagnostics via PCR-based clonality testing: report of the BIOMED-2 Concerted Action BHM4-CT98-3936. Leukemia. 2007;21(2):201-206 3. Bruggermann M, White H, Gaulard P, et al. Powerful strategy for polymerase chain reaction-based clonality assessment in T-cell malignancies Report of the BIOMED-2 Concerted Action BHM4 CT98-3936. Leukemia. 2007;21(2):215-221 4. Langerak AW, Groenen PJTA, Bruggemann M, et al. EuroClonality/BIOMED-2 guidelines for interpretation and reporting of Ig/TCR clonality testing in suspected lymphoproliferations. Leukemia. 2012;26(10):2159-2171. doi:10.1038/leu.2012.246 5. Davies K, Staniforth J, Haowei Xie W, et al. Advances in the assessment of T-cell clonality. Diag Histopathol. 2020;26(9):388-397 | Genomic DNA is extracted from the bone marrow. T-cell receptor beta (TCRB) and T-cell receptor gamma (TCRG) loci (official designationsTRBandTRG,respectfully) are amplified by polymerase chain reaction (PCR) using a multiplex primer method based on the BIOMED-2 strategy. Specific primers are labeled with fluorochrome dyes, permitting precise fragment sizing of PCR products by capillary gel electrophoresis using a genetic analyzer. Each amplified locus is assessed for gene rearrangement patterns and an overall interpretation of the assay is made with regards to the presence or absence of a monoclonal population.(Unpublished Mayo method) | 5 to 10 days | Bone marrow: 2 weeks; Extracted DNA: 3 months | This test was developed using an analyte specific reagent. Its performance characteristics were determined by Mayo Clinic in a manner consistent with CLIA requirements. This test has not been cleared or approved by the US Food and Drug Administration. | 81340-TCB (T cell antigen receptor, beta) (eg, leukemia and lymphoma), gene rearrangement analysis to detect abnormal clonal population(s); using amplification methodology (eg, PCR)81342-TCG (T cell receptor, gamma) (eg, leukemia and lymphoma), gene rearrangement analysis, evaluation to detect abnormal clonal population(s) | T Cell Receptor Gene Rearrange, BM | In Process | 608952 | Signing Pathologist | 19139-5
TCGRV | T-Cell Receptor Gene Rearrangement, PCR, Varies | Determining whether a T-cell population is polyclonal or monoclonal using body fluid or tissue specimens | Polymerase Chain Reaction (PCR) | Yes | T Cell Receptor Gene Rearrange, V | Varies | Submit only 1 of the following specimens: Specimen Type:Body fluid Container/Tube:Sterile container Specimen Volume:At least 5 mL Collection Instructions: 1. If the volume is large, pellet cells prior to sending. 2. Send less volume at ambient temperature or as a frozen cell pellet. Specimen Stability Information: Body fluid: Ambient 4 days/Refrigerated/Frozen Cell pellet: Frozen Specimen Type:Paraffin-embedded bone marrow aspirate clot Container/Tube:Paraffin block Specimen Stability Information:Ambient Specimen Type:Frozen tissue Container/Tube:Plastic container Specimen Volume:100 mg Collection Instructions:Freeze tissue within 1 hour of collection. Specimen Stability Information:Frozen Specimen Type:Paraffin-embedded tissue Container/Tube:Paraffin block Specimen Stability Information:Ambient Specimen Type:Tissue slides Container/Tube: Unstained tissue slides Specimen Volume: 10 slides Specimen Stability: Ambient Specimen Type:Spinal fluid Container/Tube:Sterile vial Specimen Volume:5 to 10 mL Specimen Stability Information:Ambient 4 days/Refrigerated Specimen Type:Extracted DNA Container/Tube:1.5- to 2-mL tube with indication of volume and concentration of DNA Specimen Volume:Entire specimen Collection Instructions: 1. Label specimen as extracted DNA and source of specimen 2. Indicate volume and concentration of DNA on label Specimen Stability Information:Refrigerated/Ambient | Body fluid or Spinal fluid: 1 mL Tissue: 50 mg Extracted DNA: 50 microliters at 20 ng/mcL | The T-cell receptor (TCR) genes (alpha, beta, delta, and gamma) are comprised of numerous, discontinuous coding segments that somatically rearrange to produce heterodimeric cell surface TCR, either alpha/beta (90%-95% of T cells) or gamma/delta (5%-10% of T cells). With rare exceptions (eg, some neoplastic B-lymphoid proliferations), other cell types retain the germline configuration of the TCR genes without rearrangement. The marked diversity of somatic TCR-gene rearrangements is important for normal immune functions but also serves as a valuable marker to distinguish abnormal T-cell proliferations from reactive processes. A monoclonal expansion of a T-cell population will result in the predominance of a single TCR-gene rearrangement pattern. In contrast, reactive T-cell expansions are polyclonal (or multiclonal), with no single clonotypic population predominating in the population of T cells. These distributive differences in both TCR sequence and genomic rearrangement fragment sizes can be detected by molecular techniques (ie,polymerase chain reaction)and used to determine if a population of T cells shows monoclonal or polyclonal features. | An interpretive report will be provided. Positive, negative, or indeterminate for a clonal T-cell population | An interpretive report will be provided. Results will be characterized as positive, negative, or indeterminate for a clonal T-cell population. In the appropriate clinicopathologic setting, a monoclonal resultis associated with a neoplastic proliferation of T cells (see Cautions). | To determine the significance of the result, it must always be interpreted in the context of other clinicopathologic information. The interpretation of the presence or absence of a predominant T-cell receptor (TCR)-gene rearrangement profile is sometimes subjective. The detection of a clonal TCR-gene rearrangement by this test is not necessarily synonymous with the presence of a T-cell neoplasm. False-positive results can occur because of the sensitivity of polymerase chain reaction (PCR) technique and the problem of nonuniform (skewed) amplification of target T-cell gene rearrangements. The latter problem can occur when the total T-cell number in a sample is limited, or because of physiologic skewing of the T-cell repertoire as seen with aging, posttransplantation, or T-cell reactions in autoimmune or (nonlymphoid) malignancies. False-negative results can occur for many reasons, including tissue sampling, poor amplification, or failure to detect a small minority of T-cell gene segment rearrangements with the use of consensus PCR primers. In some cases, an indeterminate or equivocal result will occur because the pattern of gene rearrangements is abnormal (compared to typical polyclonal T-cell processes), but not definitive, for a monoclonal T-cell population. In these situations, distinction of a small monoclonal subpopulation from an over-represented, but reactive, population may not be possible. | 1. Liu H, Bench AJ, Bacon CM, et al: A practical strategy for the routine use of BIOMED-2 PCR assays for detection of B- and T-cell clonality in diagnostic haematopathology. Br J Haematol. 2007 Jul;138(1):31-43 2. van Krieken JHJM, Langerak AW, Macintyre EA, et al: Improvedreliability of lymphoma diagnostics via PCR-based clonality testing: report of the BIOMED-2 Concerted Action BHM4-CT98-3936. Leukemia. 2007 Feb;21(2):201-206 3. Bruggermann M, White H, Gaulard P, et al: Powerful strategy for polymerase chain reaction-based clonality assessment in T-cell malignancies Report of the BIOMED-2 Concerted Action BHM4 CT98-3936. Leukemia. 2007 Feb;21(2):215-221 4. Langerak AW, Groenen PJTA, Bruggemann M, et al: EuroClonality/BIOMED-2 guidelines for interpretation and reporting of Ig/TCR clonality testing in suspected lymphoproliferations. Leukemia. 2012Oct;26(10):2159-2171. doi: 10.1038/leu.2012.246 5. Davies K, Staniforth J, Haowei Xie, W, et al: Advances in the assessment of T-cell clonality. Diagn Histopathol. 2020 Sept;26(9):388-397 | Genomic DNA is extracted from the tissue source. T-cell receptor beta (TCRB) and T-cell receptor gamma (TCRG) loci (official designationsTRBandTRG,respectfully) are amplified bypolymerase chain reaction(PCR) using a multiplex primer method based on the BIOMED-2 strategy. Specific primers are labeled with fluorochrome dyes, permitting precise fragment sizing of PCR products by capillary gel electrophoresis using a genetic analyzer. Each amplified locus is assessed for gene rearrangement patterns and an overall interpretation of the assay is made with regards to the presence or absence of a monoclonal population.(Unpublished Mayo method) | 7 to 14 days | Extracted DNA: 3 months | This test was developed using an analyte specific reagent. Its performance characteristics were determined by Mayo Clinic in a manner consistent with CLIA requirements. This test has not been cleared or approved by the US Food and Drug Administration. | 81340-TCB (T cell antigen receptor, beta) (eg, leukemia and lymphoma), gene rearrangement analysis to detect abnormal clonal population(s), using amplification methodology (eg, PCR)81342-TCG (T cell receptor, gamma) (eg, leukemia and lymphoma), gene rearrangement analysis, evaluation to detect abnormal clonal population(s) | T Cell Receptor Gene Rearrange, V | In Process | 608953 | Signing Pathologist | 19139-5
TCRB | T-Cell Receptor V-Beta Repertoire Analysis, Spectratyping, Blood | Assessment of T-cell receptor diversity in various clinical contexts including inborn errors of immunity (formerly primary immunodeficiencies), monitoring immune reconstitution post-hematopoietic stem cell transplantation, and temporal assessment of repertoire changes in autoimmune diseases and viral infections | Molecular TCR Vb-CDR3 Fragment Length Analysis | Yes | TCRVB Spectratyping, B | Whole Blood EDTA | For serial monitoring, it is recommended to perform specimen collection at the same time of day, if possible. Supplies:Ambient Shipping Box-Critical Specimens Only (T668) Specimen Type:Blood Container/Tube:Lavender top (EDTA) Specimen Volume: Adults: 10 mL Pediatrics: -Preferred volume for >1 year: 3 mL -Preferred volume for < or =1 year: 1 mL Collection Instructions:Send whole blood specimen in original tube.Do not aliquot. | Adults: 5 mL Pediatrics: 1 mL | The rearrangement of the T-cell receptor (TCR) through somatic recombination of V (variable), D (diversity), J (joining), and C (constant) regions is a defining event in the development and maturation of a T cell. TCR gene rearrangement takes place in the thymus. During the process of rearrangement, DNA byproducts are generated called T-cell receptor excision circles (TREC) and these are used as markers of T cells that have recently emigrated from the thymus (TRECS / T-Cell Receptor Excision Circles Analysis, Blood). T cells, as part of the adaptive immune system, recognize foreign antigens when they are displayed on the surface of the body's own cells. T cells recognize these foreign antigens as peptides presented in the context of major histocompatibility complex (MHC) molecules through their TCRs. Each TCR exists as 2 different polypeptide chains (heterodimers) called the TCR alpha chain and TCR beta chain, and these are linked by disulfide bonds. The majority of T cells (approximately 90%) in the body express TCRs with alpha and beta chains. A minority of T cells express other T-cell receptors made of different polypeptide chains, gamma and delta. Each T cell has approximately 30,000 identical antigen receptors on its cell surface. A TCR has only one antigen-binding site, in contrast to the B-cell receptor, which has two. TCRs are never secreted and always remain on the cell surface. The alpha and beta chains are encoded by different gene loci (alpha and beta TCR gene locus). The beta chain locus rearranges before the alpha chain and a functional beta chain has to be produced in order for the T cell to form a pre-T-cell receptor. The expression of the rearranged beta chain with an alpha chain precursor suppresses additional gene rearrangement at the TCR beta locus. The TCR alpha chain locus rearrangement can proceed even with production of a functional alpha chain until there is positive selection of the particular T cell. However, it is important to note that each T cell has a single functional specificity for its TCR. A key concept in understanding the immune response is that there is enormous diversity in the immune system to enable protection against a huge array of pathogens. Since the germline genome is limited in size, diversity is achieved not only by the process of V(D)J recombination but also by junctional (junctions between V-D and D-J segments) deletion of nucleotides and addition of pseudo-random, non-templated nucleotides. In particular, the CDR3 (complementarity determining region 3), which is the most critical determinant of antigenic specificity in T cells (and B cells) is short (between 66-90 nucleotides, approximately 20-30 amino acids) and amenable to assessment of length by fragment length analysis, which provides a size resolution of up to one base pair between different CDR3 regions. It is thought that the CDR3-TCR beta chain repertoire in healthy adults contains somewhere between 3 and 4 million unique sequences.(1) Other reports suggest that the unique TCR repertoire after thymic selection is between 10 to 100 million in humans.(2) There is, however, a bias in TCR selection with overrepresentation of certain TCRs that are widely used in individuals who share the same major histocompatibility types and these are called "public TCRs." Public TCRs generally have fewer random nucleotide additions in their sequence. The TCR V beta repertoire varies significantly between individuals and populations because of 7 frequently occurring inactivating alterations (ie, polymorphisms) in functional gene segments and a large deletion/insertion-related alteration encompassing 2 V beta gene segments. With this latter situation, the TCR Vb 6-2/6-3 and TCR Vb 4-3 genes are frequently deleted from all ethnic groups.(3) It has been reported that the total number of functional TCR V beta gene segments expressed by an individual varies from 42 to 47.(4) Deep sequencing technologies are evolving to analyze this large diversity in the adaptive immune receptors.(5,6) However, deep sequencing of the T-cell and B-cell receptor genes is not yet widely available and is expensive. Flow cytometry-based analysis to assess TCR V beta diversity is available. However, the antibodies are limited and therefore the assay cannot assess the entire TCR V beta repertoire. On the other hand, TCR beta chain repertoire analysis by fragment length analysis (spectratyping) using fluorescent primers to measure CDR3 length variability, while unable to provide the extreme high resolution of deep sequencing, can provide a global "snapshot" of TCR repertoire diversity, which is useful for most clinical applications where this level of assessment is required.(7-14) It is important to note that this method uses polymerase chain reaction to amplify the rearranged variable regions to provide adequate template for sequencing (fragment length analysis), and this can introduce bias due to the more efficient amplification of certain templates compared to others. Despite this limitation, since this assay is not quantitative, it is still able to provide an assessment of diversity by measuring the CDR3 length in various TCR V beta genes, which are organized into 24 families. | References values will be provided in the patient report. | An interpretive report will be provided with adult and pediatric reference values for the relative contribution of each family to the total repertoire (% diversity ratio). The interpretation will be based on visual analysis of the spectratype (polyclonal, oligoclonal, or monoclonal) for each family as well as assessment of the number of peaks (numerical value not reported), and diversity ratio (DR) (reported value). Information on the distribution of peaks, eg, Gaussian vs non-Gaussian, will also be included in the report, where appropriate. Internal analytical and quality controls will be assessed to determine the suitability of reporting a patient result. Correlation with the clinical context will be made when possible, based on clinical history provided in the patient information sheet, which should be provided with the patient sample. | This is essentially a qualitative/semiquantitative assay, with the diversity ratio (calculated as described in method description), and visual analysis of the spectratype. This assay does not quantify in any way the amount of transcript for each T-cell receptor. This assay isnota deep sequencing assay and, therefore, does not provide the granularity of information offered by deep sequencing. The assay is not validated for determining clonality in the context of hematologic malignancies. This assay is intended to generate a spectratype (immunoscope) of the T-cell receptor V beta repertoire and to draw inferences on repertoire diversity based on the number and distribution of peaks across the 24 TCR V beta families. If the CD3+ T-cell count is less than 70 cells/mcL, at least 2 to 3 mL blood may be needed to obtain enough cells to perform the test. For this reason, if only 1 mL blood is provided, this test should not be ordered in patients with completely absent or less than 70 T cells/mcL blood due to underlying disease or treatment, as there may be inadequate sample to amplify TCR V beta families in contexts of such profound T-cell lymphopenia. This test should not be ordered in patients over the age of 40 years without prior discussion with laboratory directors on clinical utility and interpretation in specific clinical contexts. | 1. Robins HS, Campregher PV, Srivastava SK, et al: Comprehensive assessment of T-cell receptor beta-chain diversity in alphabeta T cells. Blood. 2009;114:4099-4107 2. Arstila TP, Casrouge A, Baron V, et al: A direct estimate of the human alpha-beta T cell receptor diversity. Science. 1999;958-961 3. Brennan RM, Petersen J, Neller MA: The impact of a large and frequent deletion in the human TCR beta locus on antiviral immunity. J Immunol. 2012;188:2742-2748 4. Mackelprang R, Carlson CS, Subrahmanyan L, et al: Sequence variation in the human T-cell receptor loci. Immunol Rev. 2002;190:26-39 5. Warren EH, Matsen IV FA, Chou J: High-throughput sequencing of B- and T-lymphocyte antigen receptors in hematology. Blood. 2013;122:19-22 6. Robins H: Immunosequencing: applications of immune repertoire deep sequencing. Curr Opin Immunol. 2013;25:646-652 7. Gorski J, Yassai M, Zhu X, et al: Circulating T cell repertoire complexity in normal individuals and bone marrow recipients analyzed by CDR3 spectratyping. J Immunol. 1994;152:5109-5119 8. Memon SA, Sportes C, Flomerfelt FA, et al: Quantitative analysis of T cell receptor diversity in clinical samples of human peripheral blood. J Immunol Methods. 2012;375:84-92 9. van Heijst JMJ, Ceberio I, Lipuma LB, et al: Quantitative assessment of T cell repertoire recovery after hematopoietic stem cell transplantation. Nature Medicine. 2013;19:372-378 10. Wada T, Schurman SH, Garabedian EK, et al: Analysis of T-cell repertoire diversity in Wiskott-Aldrich syndrome. Blood. 2005;106:3895-3897 11. Pirovano S, Mazzolari E, Pasic S, et al: Impaired thymic output and restricted T-cell repertoire in two infants with immunodeficiency and early-onset generalized dermatitis. Immunol Letters. 2003;86:93-97 12. Villa A, Notarangelo LD, Roifman CM: Omenn syndrome: inflammation in leaky severe combined immunodeficiency. J Allergy Clin Immunol. 2008;122:1082-1086 13. Sullivan KE: The clinical, immunological and molecular spectrum of chromosome 22q11.2 deletion syndrome and DiGeorge syndrome. Curr Opin Allergy Clin Immunol. 2004;4:505-512 14. Markert ML, Devlin BH, McCarthy EA: Thymus transplantation. Clin Immunol. 2010;135:236-246 | CD3+ T cells are enriched and purified from EDTA whole blood. RNA is obtained from the T cells and converted into complementary DNA (cDNA) to maximize sample stability. The cDNA is amplified using the polymerase chain reaction (PCR), during which the different CDR3 fragment lengths of the T-cell receptor (TCR) V beta families are fluorescently labeled. The pool of varying CDR3 fragment lengths is separated by size on a capillary electrophoresis genetic analyzer. As the fluorescent label of each CDR3 fragment passes through the laser, the size and fluorescent intensity is recorded. The resulting image is a cluster of fluorescent peaks with single-base-pair separation and different fluorescent intensities, approximately corresponding to the number of fragments of that size represented in the patient's original RNA. The peak patterns are reviewed for organization (number of peaks), relative intensity across peaks, and size distribution. The number of individual peaks is compared to a reference range established from over 140 healthy donors equally represented by both sexes and across the pediatric and adult age spectrum. The reporting units are normalized among the patient population by using a diversity ratio for each TCR V beta family. The diversity ratio for each V beta family is determined by the number of peaks in that specific family relative to all peaks within the patient's sample expressed as a percentage. The analytical process in the laboratory utilizes a variety of controls to assess the performance of the assay and reliability of the result provided. The fragment length analysis is performed by the Gene Markersoftware and the spectratype is assembled for interpretation. An interpretive report will be provided for each patient sample and includes information on the diversity ratio for each family. The spectratype will be made available on request of the physician.(Unpublished Mayo method) | 20 to 24 days | Extracted DNA: 2 months | This test was developed and its performance characteristics determined by Mayo Clinic in a manner consistent with CLIA requirements. It has not been cleared or approved by the US Food and Drug Administration. | 81340-TRG (T cell antigen receptor, beta)(eg, leukemia and lymphoma), gene rearrangement analysis to detect abnormal clonal population(s); using amplification methodology (eg, polymerase chain reaction) | TCRVB Spectratyping, B | 21751-3 | 615858 | Released By | 18771-6
TCP | T-Cell Subsets, Naive, Memory, and Activated, Blood | Determining the presence of naive, memory, and activated T cells in various clinical contexts including autoimmune diseases, immunodeficiency states, T-cell recovery post-hematopoietic stem cell transplant, DiGeorge syndrome, and as a measure for T-cell immune competence Naive T-cells results can be used as a surrogate marker for thymic-derived T-cell reconstitution, when used in conjunction with assessment of T-cell receptor excision circles (TRECS / T-Cell Receptor Excision Circles Analysis, Blood) Assessing a patient's relative risk for infections Evaluating patients with cellular or combined primary immunodeficiencies Evaluating T-cell reconstitution after hematopoietic stem cell transplant, chemotherapy, biological therapy, immunosuppression, or immunomodulator therapy Evaluating patients with autoimmune diseases Evaluating patients who are HIV-positive for naive and memory subsets Evaluating T-cell immune competence (presence of memory and activated T cells) in patients with recurrent infections | Flow Cytometry | No | T Cell Phenotyping, Advanced | Whole Blood EDTA | Container/Tube:Lavender top (EDTA) Specimen Volume:3 mL Collection Instructions:Send whole blood specimen in original tube.Do not aliquot. Additional Information:For serial monitoring, it is recommended that specimens are collected at the same time of day. | 1 mL | T cells, after completing development and initial differentiation in the thymus, enter the periphery as naive T cells. Naive T cells undergo further differentiation into effector and memory T cells in the peripheral lymphoid organs after recognizing specific antigenic peptides in the context of major histocompatibility (MHC) molecules, through the antigen-specific T-cell receptor. In addition to the cognate signal of the peptide-MHC complex interaction (the term cognate refers to 2 biological molecules that normally interact), T cells require additional costimulatory signals to complete T-cell activation. Naive T cells circulate continuously through the lymph nodes and, on recognition of specific antigen, undergo activation. Due to their antigen-inexperienced state, naive T cells require activation by more potent antigen-presenting cells, such as dendritic cells. Naive T cells can survive in circulation for prolonged periods of time and are very important in contributing to T-cell repertoire diversity. They proliferate in response to interleukin-2 as a consequence of their response to antigen through recognition of peptide-MHC costimulation. These expanded antigen-specific T cells undergo further differentiation into effector cells. The differentiation of naive CD8 T cells into cytotoxic effectors capable of killing target T cells loaded with endogenous peptides on MHC class I molecules may require additional costimulatory signals from CD4 T cells. Naive CD4 T cells also differentiate into different effector subsets such as Th1, Th2, and Th17, which produce specific cytokines.(1) T cells can be subdivided into naive and memory subsets based on the expression of cell-surface markers, such as CD45RA and CD45RO among others. It was initially thought that the presence of cell-surface CD45RA indicated the naive subset, while the presence of CD45RO indicated memory subsets. It has now been shown that multiple, rather than single, markers are required to distinguish these subsets.(2) Lanzavecchia and Sallusto proposed a model where naive T cells expressing CD45RA and CCR7 lose CD45RA expression on recognition of antigen.(3) The surface markers for identifying naive T-cell subsets include CD45RA, CD62L (L-selectin), and CD27.(4,5) Memory T cells are antigen-experienced cells that are present in greater numbers than antigen-specific precursors and can respond more efficiently and rapidly to a specific antigen. Memory T cells can maintain their populations independent of antigen by homeostatic proliferation in response to cytokines. While there are subcategories of memory T cells based on effector function and cell surface and cytolytic molecule expression, the 2 main categories of memory T cells are central memory T cells (Tcm) and effector memory T cells (Tem).(1,6) Tcm express the CD45RO molecule along with CD62L (L-selectin) and CCR7 and are present mainly in lymphoid tissue.(6,7) They can respond to antigens through rapid proliferation and expansion and differentiation into Tem. By themselves, Tcm are not directly effective in effector cytolytic function. Unlike Tcm, Tem express only CD45RO (not CD62L and CCR7).(6) As the name suggests, Tem have remarkable effector function, though they do not proliferate well. Tem are present throughout the circulation in peripheral tissues providing immune surveillance. Memory T cells are particularly important for maintenance of immune competence since they are associated with a rapid and effective response to pathogens. Therefore, depletion of this compartment has more immediate significance than the depletion of naive T cells. Activation of human T cells is critical for the optimal and appropriate performance of T-cell functions within the adaptive immune response. Activated naive T cells undergo proliferation, as well as subsequent differentiation into effector T cells, and are capable of producing cytokines that can modulate the immune response in a variety of ways.(8) There are several markers associated with T-cell activation, but those most commonly used include CD25 (IL-25R)(8) and MHC class II.(9) Additionally, the expression of the costimulatory molecule CD28 augments the T-cell activation response.(10) The absolute counts of lymphocyte subsets are known to be influenced by a variety of biological factors, including hormones, the environment, and temperature. The studies on diurnal (circadian) variation in lymphocyte counts have demonstrated progressive increase in CD4 T-cell count throughout the day, while CD8 T cells and CD19+ B cells increase between 8:30 a.m. and noon, with no change between noon and afternoon. Natural killer cell counts, on the other hand, are constant throughout the day.(11) Circadian variations in circulating T-cell counts have been shown to be negatively correlated with plasma cortisol concentration.(12-14) In fact, cortisol and catecholamine concentrations control distribution and, therefore, numbers of naive versus effector CD4 and CD8 T cells.(11) It is generally accepted that lower CD4 T-cell counts are seen in the morning compared with the evening,(15) and during summer compared to winter.(16) These data therefore indicate that timing and consistency in the timing of blood collection are critical when serially monitoring patients for lymphocyte subsets. | The appropriate age-related reference values will be provided on the report. | Absence or reduction of naive T cells with or without T-cell lymphopeniaindicates absent or impaired T-cell reconstitution or thymic output.Reduction in activated T cells can also indicate a reduced T-cellimmune competent state. Increases in naive T cells with corresponding decreases in thememory T-cell compartment indicates a failure of further differentiationand effector function or selective loss of memory T cells and anincreased risk for infection. | Timing and consistency in timing of blood collection are critical when serially monitoring patients for lymphocyte subsets. See Clinical Information. | 1. Bettelli E, Oukka M, Kuchroo VK. T(H)-17 cells in the circle of immunity and autoimmunity. Nat Immunol. 2007;8(4):345-350 2. De Rosa SC, Herzenberg LA, Herzenberg LA, Roederer M. 11-color, 13-parameter flow cytometry: identification of human naive T-cells by phenotype, function, and T-cell receptor diversity. Nat Med. 2001;7(2):245-248 3. Sallusto F, Lenig D, Forster R, Lipp M, Lanzavecchia A. Two subsets of memory T-lymphocytes with distinct homing potentials and effector functions. Nature. 1999;401(6754):708-712 4. Picker LJ, Treer JR, Ferguson-Darnell B, Collins PA, Buck D, Terstappen LW. Control of lymphocyte recirculation in man. I. Differential regulation of the peripheral lymph node homing receptor L-selectin on T-cells during the virgin to memory cell transition. J Immunol. 1993;150(3):1105-1121 5. Morimoto C, Schlossman SF. P. Rambotti lecture. Human naive and memory T-cells revisited: New markers (CD31 and CD27) that help define CD4+ T-cell subsets. Clin Exp Rheumatol. 1993;11(3):241-247 6. LaRosa DF, Orange JS. Lymphocytes. J Allergy Clin Immunol. 2008;121(2 Suppl):S364-369 7. Foster AE, Marangolo M, Sartor MM, et al. Human CD62L-memory T-cells are less responsive to alloantigen stimulation than CD62L+ naive T-cells: potential for adoptive immunotherapy and allodepletion. Blood. 2004;104(8):2403-2409 8. Brenchley JM, Douek DC, Ambrozal DR, Chatterji M, Betts MR, Davis LS, Koup RA. Expansion of activated human naive T-cells preceded effector function. Clin Exp Immunol. 2002;130(3):431-440 9. Holling TM, van der Stoep N, Quinten E, van den Elsen PJ. Activated human T-cells accomplish MHC class II expression through T-cell specific occupation of class II transactivator promoter III. J Immunol. 2002;168(2):763-770 10. Thompson CB, Lindsten T, Ledbetter JA, et al. CD28 activation pathway regulates the production of multiple T-cell-derived lymphokines/cytokines. Proc Natl Acad Sci USA. 1989;86(4):1333-1337 11. Carmichael KF, Abayomi A. Analysis of diurnal variation of lymphocyte subsets in healthy subjects and its implication in HIV monitoring and treatment. 15th Intl Conference on AIDS, Bangkok, Thailand, 2004, Abstract B11052 12. Dimitrov S, Benedict C, Heutling D, Westermann J, Born J, Lange T: Cortisol and epinephrine control opposing circadian rhythms in T cell subsets. Blood. 2009;113(21):5134-5143 13. Dimitrov S, Lange T, Nohroudi K, Born J. Number and function of circulating antigen presenting cells regulated by sleep. Sleep. 2007;30(4):401-411 14. Kronfol Z, Nair M, Zhang Q, Hill EE, Brown MB. Circadian immune measures in healthy volunteers: relationship to hypothalamic-pituitary-adrenal axis hormones and sympathetic neurotransmitters. Psychosom Med. 1997;59(1):42-50 15. Malone JL, Simms TE, Gray GC, Wagner KF, Burge JR, Burke DS. Sources of variability in repeated T-helper lymphocyte counts from HIV 1-infected patients: total lymphocyte count fluctuations and diurnal cycle are important. J Acquir Immune Defic Syndr (1988). 1990;3:144-151 16. Paglieroni TG, Holland PV. Circannual variation in lymphocyte subsets, revisited. Transfusion. 1994;34(6):512-516 17. Delmonte OM, Fleisher TA. Flow cytometry: Surface markers and beyond. J Allergy Clin Immunol. 2019;143(2):528-537 18. Knight V, Heimall JR, Chong H, et al. A toolkit and framework for optimal laboratory evaluation of individuals with suspected primary immunodeficiency. J Allergy Clin Immunol Pract. 2021;9(9):3293-3307.e6 | This flow cytometric assay quantitates the following CD4 and CD8 T-cell subsets: naive (global and CD62L+), memory (global, central, and effector memory), and activated (CD4+25+ andmajor histocompatibility [MHC] class II-positive) T cells. EDTA-anticoagulated blood is incubated with antibodies to various T-cell markers (ie,CD3,CD4, CD8, CD45RO, CD45RA, HLA-DR, CD27, CD62L, CD25,and CD28). After red blood cell lysis, the sample is washed to remove any unbound antibodies. Each T-cell subset is expressed as a percentage of total CD4+ or CD8 T cells. Only the CD3 T cells are expressed as a percentage of total lymphocytes.The absolute counts for the T-cell subsets are derived from flow cytometry analysis of whole blood using monoclonal antibodies to identify CD45, CD3, CD4, and CD8.The T-cell subsets panel is linked to the TCD4 test (TCD4 / CD4 Count for Immune Monitoring, Blood) within the experiment and, therefore, the CD3, CD4, and CD8 T-cell reference ranges are provided within the TCD4 assay. The results for the other T-cell subsets are interpreted using a reference range derived from data of normal healthy adult and pediatric donors. Isotype controls are used in each assay to measure background fluorescence of the samples.A normal, healthy control is also included in each experiment to ensure the optimal performance of the assay.(Unpublished Mayo information) | 3 to 4 days | 4 days | This test was developed using an analyte specific reagent. Its performance characteristics were determined by Mayo Clinic in a manner consistent with CLIA requirements. This test has not been cleared or approved by the US Food and Drug Administration. | 86356 x 7 | T Cell Phenotyping, Advanced | 96493-2 | 609283 | CD8 (T Cells) | 14135-8
TREGS | T-Cell Subsets, Regulatory (Tregs), Blood | Evaluating patients with clinical features of IPEX (immune dysregulation, polyendocrinopathy, enteropathy, X-linked inheritance) and other primaryimmunodeficiencies, autoimmune diseases, allergy and asthma,and graft-vs-host disease post-hematopoietic stem cell transplantation | Flow Cytometry | No | T Cell Subsets, Regulatory (Tregs) | Whole Blood EDTA | Container/Tube:Lavender top (EDTA) Specimen Volume:3 mL Collection Instructions:Send whole blood specimen in original tube.Do not aliquot. Additional Information:For serial monitoring, it is recommended that specimens are collected at the same time of day. | 1 mL | Regulatory T cells (Tregs) are a population of CD4+ T cells with a unique role in the immune response. Tregs are crucial in suppressing aberrant pathological immune responses in autoimmune diseases, transplantation, and graft-vs-host disease after allogeneic hematopoietic stem cell transplantation.(1) Tregs are activated through the specific T-cell receptor, but their effector function is nonspecific, and they regulate the local inflammatory response through cell-to-cell contact and cytokine secretion.(2) Tregs secrete interleukin (IL)-9, IL-10, and transforming growth factor-beta 1 (TGF-beta 1), which aid in the mediation of immunosuppressive activity. Chief characteristics of the Treg population are surface expression of the CD25 protein (IL-2Ra) and the intracellular presence of the transcription factor FOXP3. The IL-7 receptor (CD127) is downregulated on FOXP3+CD4+CD25+ T cells and provides an alternative cell-surface marker to FOXP3 for detecting natural Tregs (CD4+CD25+CD127lo).(2) Natural Tregs account for 5% to 10% of the total CD4 T-cell population and are derived from thymic precursors.(3) Since CD25 is also expressed on activated T cells, the concomitant use of CD127 permits the differentiation of Tregs from activated T cells.(4) Natural Tregs express the memory marker CD45RO and have limited ability to proliferate. However, within the CD4+CD25+Treg population, there is a subset of Tregs that express the CD45 isoform generally associated with naive T cells (CD45RA), and this subset has been called natural naive (Nn) Tregs. Nn Tregs are most prominent in young adults and decrease with age along with the rest of the naive CD4 T-cell population.(5) Like other naive T cells, Nn Tregs have high proliferative capacity, as well as the suppressor activity of other Treg subsets. Evidence suggests that Nn Tregs also have a thymic ancestry and are the precursors of the natural Tregs (that are of the memory, antigen-experienced phenotype) and appear to be composed of T cells with self-reactive T-cell receptors.(5) Other subsets of Tregs include the T-helper 3 (Th3) cells, which secrete high levels of TGF-beta 1 and can be induced by oral administration of antigen, and regulatory T-class 1 (Tr1) cells, which secrete interferon-gamma and IL-10.(5) These Treg subsets are most likely induced in the periphery and are responsible for peripheral tolerance to self-antigens. The suppressive activity of Th3 and Tr1 cells are related to the cytokines they produce, TGF-beta 1 and IL-10, respectively. The absence of Tregs as a result of variants in theFOXP3gene causes a primary immunodeficiency called IPEX (immune dysregulation, polyendocrinopathy, enteropathy, X-linked inheritance).(6) Patients with IPEX have a complex manifestation of symptoms including severe watery diarrhea due to significant villous atrophy and lymphocytic infiltration of bowel mucosa, early-onset autoimmune endocrinopathies involving the pancreas or thyroid, and a dermatitic (eczematous) rash. In addition, there are other autoimmune manifestations including autoimmune cytopenias and autoimmune hepatitis. Kidney disease is quite common in these patients. Finally, these patients also have a significant predisposition to infections including sepsis, pneumonia, meningitis, and osteomyelitis.(6) Decreased FOXP3+CD4+CD25+Tregs have been reported in other inborn errors of immunity.(7) There is an expansion of Nn Tregs in patients with monoclonal gammopathy of undetermined significance and multiple myeloma, likely as a response to the process of malignant transformation.(8) Expansion of Tregs has also been reported in other neoplasias including B-cell chronic lymphocytic leukemia, Hodgkin disease, and solid tumors. The absolute counts of lymphocyte subsets are known to be influenced by a variety of biological factors, including hormones, the environment, and temperature. The studies on diurnal (circadian) variation in lymphocyte counts have demonstrated progressive increase in CD4 T-cell count throughout the day, while CD8 T cells and CD19+ B cells increase between 8:30 am and noon, with no change between noon and afternoon. Natural killer cell counts, on the other hand, are constant throughout the day.(9) Circadian variations in circulating T-cell counts have been shown to negatively correlate with plasma cortisol concentration.(10-12) In fact, cortisol and catecholamine concentrations control distribution and, therefore, numbers of naive versus effector CD4 and CD8 T cells.(10) It is generally accepted that lower CD4 T-cell counts are seen in the morning compared with the evening,(13) and during summer compared to winter.(14) These data therefore indicate that timing and consistency in timing of blood collection is critical when serially monitoring patients for lymphocyte subsets. | The appropriate age-related reference values will be provided on the report. | The lack of regulatory T cells (Tregs) is associated with variants in theFOXP3gene. Low Tregs are also seen in the context of other inborn errors of immunity. Reduced Nn Tregs and natural Tregs are likely to predispose to autoimmunity, while reductions in Th3/Tr1 cells may impair oral and peripheral tolerance, also facilitating the development of autoimmunity. The presence of expanded naive Tregs may indicate a process of malignant transformation, if other clinical features of malignant disease are present. Increased Tregs in donor stem cell allografts have been associated with a reduced incidence of graft-versus-host disease (ie, mediating a protective effect) after allogeneic stem cell transplantation. | This panel provides only quantitative information regarding the various regulatory T cell (Treg) subsets; it does not provide information on the functional aspect of these populations. Results should be correlated with clinical presentation. Molecular testing is required to confirm a diagnosis of IPEX (immune dysregulation, polyendocrinopathy, enteropathy, X-linked inheritance). For assistance in ordering molecular testing, call 800-533-1710. Treg cells may be reduced in a variety of clinical contexts such as in autoimmune diseases or allograft rejection. Timing and consistency in timing of blood collection is critical when serially monitoring patients for lymphocyte subsets. See Clinical Information. | 1. Sakaguchi S, Sakaguchi N, Shimizu J, et al. Immunologic tolerance maintained by CD25+CD4+ regulatory T cells: their common role in controlling autoimmunity, tumor immunity, and transplantation tolerance. Immunol Rev. 2001;182:18-32 2. Liu W, Putnam AL, Xu-Yu Z, et al. CD127 expression inversely correlates with FOXP3 and suppressive function of human CD4+ Treg cells. J Exp Med. 2006;203(7):1701-1711 3. Seddiki N, Santner-Nanan B, Tangye SG, et al. Persistence of naive CD45RA+ regulatory T-cells in adult life. Blood. 2006;107(7):2830-2838 4. Seddiki N, Santner-Nanan B, Martinson J, et al. Expression of interleukin (IL)-2 and IL-7 receptors discriminates between human regulatory and activated T-cells. J Exp Med. 2006;203(7):1693-1700 5. Valmori D, Merlo A, Souleimanian NE, Hesdorffer CS, Ayyoub M. A peripheral circulating compartment of natural naive CD4 Tregs. J Clin Invest. 2005;115(7):1953-1962 6. Torgerson TR, Ochs HD. Immune dysregulation, polyendocrinopathy, enteropathy, X-linked: forkhead box protein 3 mutations and lack of regulatory T-cells. J Allergy Clin Immunol. 2007;120(4):744-750 7. Wobma H, Janssen E. Expanding IPEX: Inborn errors of regulatory T cells. Rheum Dis Clin North Am. 2023;49(4):825-840. doi:10.1016/j.rdc.2023.06.0098. Beyer M, Kochanek M, Giese T, et al. In vivo peripheral expansion of naive CD4+CD25high FOXP3 + regulatory T cells in patients with multiple myeloma. Blood. 2006;107(10):3940-3949 9. Carmichael KF, Abayomi A. Analysis of diurnal variation of lymphocyte subsets in healthy subjects and its implication in HIV monitoring and treatment. 15th Intl Conference on AIDS, Bangkok, Thailand, 2004, Abstract B11052 10. Dimitrov S, Benedict C, Heutling D, Westermann J, Born J, Lange T. Cortisol and epinephrine control opposing circadian rhythms in T cell subsets. Blood. 2009;113(21):5134-5143 11. Dimitrov S, Lange T, Nohroudi K, Born J. Number and function of circulating human antigen presenting cells regulated by sleep. Sleep. 2007;30(4):401-411 12. Kronfol Z, Nair M, Zhang Q, Hill EE, Brown MB. Circadian immune measures in healthy volunteers: relationship to hypothalamic-pituitary-adrenal axis hormones and sympathetic neurotransmitters. Psychosom Med. 1997;59(1):42-50 13. Malone JL, Simms TE, Gray GC, Wagner KF, Burge JR, Burke DS. Sources of variability in repeated T-helper lymphocyte counts from human immunodeficiency virus type 1-infected patients: total lymphocyte count fluctuations and diurnal cycle are important. J Acquir Immune Defic Syndr (1988). 1990;3(2):144-151 14. Paglieroni TG, Holland PV. Circannual variation in lymphocyte subsets, revisited. Transfusion. 1994;34(6):512-516 15. Gambineri E, Ciullini Mannurita S, Hagin D, et al. Clinical, immunological, and molecular heterogeneity of 173 patients with the phenotype of immune dysregulation, polyendocrinopathy, enteropathy, X-linked (IPEX) syndrome. Front Immunol. 2018;9:2411 16. Park JH, Lee KH, Jeon B, et al. Immune dysregulation, polyendocrinopathy, enteropathy, X-linked (IPEX) syndrome: A systematic review. Autoimmun Rev. 2020;19(6):102526 17. Delmonte OM, Fleisher TA. Flow cytometry: Surface markers and beyond. J Allergy Clin Immunol. 2019;143(2):528-537 18. Knight V, Heimall JR, Chong H, et al. A toolkit and framework for optimal laboratory evaluation of individuals with suspected primary immunodeficiency. J Allergy Clin Immunol Pract. 2021;9(9):3293-3307.e6 | EDTA-anticoagulated blood is incubated with antibodies to various T-cell markers (ie,CD4, CD127, CD45RO, CD45RA, and CD25). After red blood cell lysis, the sample is washed to remove any unbound antibodies prior to analysis. The assay uses 2 antibody tubes for data acquisition, but analysis is performed as a single panel. Each Treg subset is expressed as a percentage of total CD4+ T cells. The regulatory T-cell panel is linked to the TCD4 test (TCD4 /CD4 Count for Immune Monitoring, Blood) within the experiment and, therefore, the CD3, CD4, and CD8 T-cell reference ranges are provided within the TCD4 assay. The regulatory T cell results are interpreted using a reference range derived from data of normal healthy adult and pediatric donors. Isotype controls are used in each assay to measure background fluorescence of the samples.A normal, healthy control is also included in each experiment to ensure the optimal performance of the assay.(Unpublished Mayo information) | 3 to 4 days | 4 days | This test was developed using an analyte specific reagent. Its performance characteristics were determined by Mayo Clinic in a manner consistent with CLIA requirements. This test has not been cleared or approved by the US Food and Drug Administration. | 8635986361 | T Cell Subsets, Regulatory (Tregs) | 90413-6 | 609282 | CD4 (T Cells) | 24467-3
TLBLF | T-Lymphoblastic Leukemia/Lymphoma, FISH, Tissue | Detecting recurrent common chromosome abnormalities associated with T-cell acute lymphoblastic leukemia/lymphoma (T-ALL) using client specified probes Identifying and tracking known chromosome abnormalities in patients with T-ALL and monitoring response to therapy | Fluorescence In Situ Hybridization (FISH) | Yes | T-Lymphoblastic Leuk/Lymph, FISH,Ts | This test may be ordered in 2 distinct ways allowing different combinations of probes to be utilized based on the clinical question, including the standard (diagnostic) T-lymphoblastic leukemia/lymphoma (TLBL) fluorescence in situ hybridization (FISH) panel and the individual TLBL fluorescence in situ hybridization (FISH) probes (per client request). | Submit only 1 of the following specimens: Preferred: Specimen Type:Tissue block Collection Instructions:Submit a formalin-fixed, paraffin-embedded tumor tissue block. Blocks prepared with alternative fixation methods will be attempted but are less favorable for successful results; provide fixation method used. Additional Information: 1. Paraffin embedded specimens can be from any anatomic location (skin, soft tissue, lymph node, etc). 2. Bone specimens that have been decalcified will be attempted for testing, but the success rate is approximately 50%. Acceptable: Specimen Type:Tissue slides Slides:1 Hematoxylin and eosin stained and 2 unstained for each probe set Collection Instructions: 1. Include 1 hematoxylin and eosin-stained slide for the entire test order. 2. For each probe set ordered, 2 consecutive, unstained, 5 micron-thick sections placed on positively charged slides | See Specimen Required | T-lymphoblastic lymphoma (T-LBL) is the non-leukemic form of T-acute lymphoblastic leukemia (T-ALL).In the United States, the incidence of ALL is roughly 6000 new cases per year, or approximately 1 in 50,000. ALL accounts for approximately 70% of all childhood leukemia cases (ages 0 to 19 years), making it the most common childhood cancer. Approximately 85% of pediatric ALL cases are B-cell lineage (B-ALL) and 15% are T-cell lineage (T-ALL). T-ALL is more common in adolescents than younger children and accounts for 25% of adult ALL. When occurring as a primary lymphoblastic lymphoma, approximately 90% are T-cell lineage versus only 10% B-cell lineage. T-LBL characteristically presents in adolescents and young adults as a mediastinal mass with or without concurrent bone marrow involvement.It is not uncommon that the only sample available with T-LBL involvement is a paraffin-embedded mediastinal or lymph node biopsy specimen. Specific genetic abnormalities can be identified in the majority of T-ALL/LBL cases, although many of the classic abnormalities are "cryptic" by conventional chromosome studies and must be identified by fluorescence in situ hybridization (FISH) studies and are associated with various prognoses. One predictive marker, amplification of theABL1gene region, has been identified in 5% of T-ALL/LBL, and these patients may be responsive to targeted tyrosine kinase inhibitors. A combination of cytogenetic and FISH testing is currently recommended in all pediatric and adult patients to characterize the T-ALL/LBL clone for prognostic genetic subgroups. | An interpretive report will be provided. | A neoplastic clone is detected when the percent of cells with an abnormality exceeds the normal reference range for any given probe set. A positive result is not diagnostic for T-lymphoblastic lymphoma (T-LBL) but may provide relevant prognostic information. The absence of an abnormal clone does not rule out the presence of a neoplastic disorder. | This test is not approved by the US Food and Drug Administration and is best used as an adjunct to existing clinical and pathologic information. Fixatives other than formalin (eg, Prefer, Bouin's) may not be successful for fluorescence in situ hybridization (FISH) assays. Non-formalin fixed specimens will not be rejected. Paraffin-embedded tissues that have been decalcified will be attempted but may not be successful for FISH analysis. The success rate of FISH studies on decalcified tissue is approximately 50%. Fluorescent in situ hybridization studies will be attempted if sufficient tumor is present for analysis. The pathologist reviewing the hematoxylin and eosin-stained slide may find it necessary to cancel testing if insufficient tissue/tumor is available for testing. If no FISH signals are observed post-hybridization, the case will be released indicating a lack of FISH results. | WHO Classification of Tumours Editorial Board, eds. Haematolymphoid tumours. 5th ed. IARC Press; 2024. WHO Classification of Tumours, Volume 11 | This test usesfluorescence in situ hybridization(FISH) enumeration strategy probes to detect deletions ofCDKN2Aon chromosome 9p andTP53on chromosome 17p. Dual-color, break-apart (BAP) probes are used to detect rearrangements of theTAL1/STIL(SIL),TRB(TCRbeta),MLL(KMT2A),andTRAD(TCRalphadelta)locus on1p33,7q34, 11q23, and 14q11.2, respectively.Dual-color, dual-fusion strategy (D-FISH) probe sets are used to detect fusion of theTLX3(HOX11L2)/BCL11B,ABL1(ABL)/BCR,andMLLT10/PICALMlocus on(5;14)(q35;q32),(9;22)(q34;q11.2), and(10;11)(p12;q14) respectively. D-FISH probe sets are also used in reflex testingwhen rearrangements ofMLL(KMT2A),TRAD(TCRalphadelta)andTRB(TCRbeta)gene loci are detected. Amplification of theABL1gene is detected using a D-FISH probe strategy. Paraffin-embedded tissues are cut at 5 microns and mounted on positively charged glass slides. The selection of tissue and the identification of target areas on the hematoxylin and eosin (H and E) stained slide are performed by a pathologist. Using the H and E-stained slide as a reference, target areas are etched with a diamond-tipped etcher on the back of the unstained slide to be assayed. For each probe set, the probes are hybridized to the appropriate target areas and 2 technologists each analyze 50 interphase nuclei (100 total) per probe set with the results expressed as the percent abnormal nuclei.(Unpublished Mayo method) | 7 to 10 days | Slides used for analysis are retained by the laboratory in accordance with regulatory requirements. Client provided paraffin blocks and extra unstained slides (if provided) will be returned after testing is complete. | This test was developed and its performance characteristics determined by Mayo Clinic in a manner consistent with CLIA requirements. It has not been cleared or approved by the US Food and Drug Administration. | 88271 x 2, 88291-DNA probe, each (first probe set), Interpretation and report88271 x 2-DNA probe, each; each additional probe set (if appropriate)88271-DNA probe, each; coverage for sets containing 3 probes (if appropriate)88271 x 2-DNA probe, each; coverage for sets containing 4 probes (if appropriate)88271 x 3-DNA probe, each; coverage for sets containing 5 probes (if appropriate)88274 w/modifier 52-Interphase in situ hybridization, <25 cells, each probe set (if appropriate)88274-Interphase in situ hybridization, 25 to 99 cells, each probe set (if appropriate)88275-Interphase in situ hybridization, 100 to 300 cells, each probe set (if appropriate) | T-Lymphoblastic Leuk/Lymph, FISH,Ts | In Process | 113476 | Released By | 18771-6
TPIT | T-PIT Immunostain, Technical Component Only | Diagnosis of corticotroph, silent corticotroph, and null cell adenomas of the pituitary | Immunohistochemistry (IHC) | Yes | T-PIT IHC, Tech Only | For the initial technical component only immunohistochemical (IHC) stain performed, the appropriate bill-only test ID will be reflexed and charged (IHTOI). For each additional technical component only IHC stain performed, an additional bill-only test ID will be reflexed and charged (IHTOA). | Supplies:Immunostain Technical Only Envelope (T693) Specimen Type:Tissue Container/Tube:Immunostains Technical Only Envelope Preferred:2 Unstained positively charged glass slide (25- x 75- x 1-mm) per test ordered; sections 4-microns thick. Acceptable:Formalin-fixed, paraffin-embedded tissue block |  | T-box transcription factor (T-PIT) is the transcription factor of functioning and silent corticotroph adenomas and is useful for the diagnosis of corticotroph adenoma and null cell adenoma. T-PIT may be included as part of a panel along with transcription factors SF-1 and Pit-1 to identify null cell adenomas (all negative). |  | This test does not include pathologist interpretation, only technical performance of the stain. If interpretation is required, order PATHC / Pathology Consultation for a full diagnostic evaluation or second opinion of the case. The positive and negative controls are verified as showing appropriate immunoreactivity. If a control tissue is not included on the slide, a scanned image of the relevant quality control tissue is available upon request; call 855-516-8404. Interpretation of this test should be performed in the context of the patient's clinical history and other diagnostic tests by a qualified pathologist. | Age of a cut paraffin section can affect immunoreactivity. Stability thresholds vary widely among published literature and are antigen dependent. Best practice is for paraffin sections to be cut within 6 weeks. | 1. Jastania RA, Alsaad KO, Al-Shraim M, Kovacs K, Asa SL. Double adenomas of the pituitary: transcription factors Pit-1, T-pit, and SF-1 identify cytogenesis and differentiation. Endocr Pathol. 2005;16(3):187-194 2. Casar-Borota O, Bollerslev J, Ponten F. Immunohistochemistry for transcription factor T-Pit as a tool in diagnostics of corticotroph pituitary tumours. Pituitary. 2018;21(4):443 3. Sjostedt E, Bollerslev J, Mulder J, Lindskog C, Ponten F, Casar-Borota O. A specific antibody to detect transcription factor T-Pit: a reliable marker of corticotroph cell differentiation and a tool to improve the classification of pituitary neuroendocrine tumours. Acta Neuropathol. 2017;134(4):675-677 4. Drummond J, Roncaroli F, Grossman AB, Korbonits M. Clinical and pathological aspects of silent pituitary adenomas. J Clin Endocrinol Metab. 2019;104(7):2473-2489 5. Magaki S, Hojat SA, Wei B, So A, Yong WH. An introduction to the performance of immunohistochemistry. Methods Mol Biol. 2019;1897:289-298. doi:10.1007/978-1-4939-8935-5_25 | Immunohistochemistry on sections of paraffin-embedded tissue.(Unpublished Mayo method) | 1 to 3 days | Until staining is complete | This test has been cleared, approved, or is exempt by the US Food and Drug Administration and is used per manufacturer's instructions. Performance characteristics were verified by Mayo Clinic in a manner consistent with CLIA requirements. | 88342-TC, primary88341-TC, if additional IHC | T-PIT IHC, Tech Only | Order only;no result | 607890 | T-PIT IHC, Tech Only | Bill only; no result
T3FR | T3 (Triiodothyronine), Free, Serum | A second- or third-level test of thyroid function Confirmation of hyperthyroidism, supplementing the T4 (tetraiodothyronine), sensitive thyrotropin, and total T3 assays Evaluating clinically euthyroid patients who have an altered distribution of binding proteins | Electrochemiluminescence Immunoassay (ECLIA) | Yes | T3 (Triiodothyronine), Free, S | Serum | Supplies:Sarstedt Aliquot Tube, 5 mL (T914) Collection Container/Tube: Preferred:Serum gel Acceptable:Red top Submission Container/Tube:Plastic vial Specimen Volume:1 mL Collection Instructions:Centrifuge and aliquot serum into a plastic vial. | 0.75 mL | Normally T3 (triiodothyronine) circulates tightly bound to thyroxine-binding globulin and albumin. Only 0.3% of the total T3 is unbound (free); the free fraction is the active form. In hyperthyroidism, both T4 (thyroxine, tetraiodothyronine) and T3 levels (total and free) are usually elevated, but in a small subset of hyperthyroid patients (T3 toxicosis), only T3 is elevated. Generally, free T3 (FT3) measurement is not necessary since total T3 will suffice. However, FT3 levels may be required to evaluate clinically euthyroid patients who have an altered distribution of binding proteins (eg, pregnancy, dysalbuminemia). | Pediatric 0-1 month: 2.7-8.5 pg/mL 1-<12 months: 3.4-5.6 pg/mL 1-<14 years: 3.0-5.1 pg/mL 14-<19 years: 3.3-5.3 pg/mL Adult (> or =19 years): 2.0-4.4 pg/mL For International System of Units (SI) conversion for Reference Values, seewww.mayocliniclabs.com/order-tests/si-unit-conversion.html. | Elevated free T3 (triiodothyronine) values are associated with thyrotoxicosis or excess thyroid hormone replacement. | Free T3 (triiodothyronine) is not a sensitive test for hypothyroidism. In rare cases, some individuals can develop antibodies to mouse or other animal antibodies (often referred to as human anti-mouse antibodies [HAMA] or heterophile antibodies), which may cause interference in some immunoassays. The presence of antibodies to streptavidin or ruthenium can also rarely occur and may interfere in this assay. Caution should be used in interpretation of results, and the laboratory should be alerted if the result does not correlate with the clinical presentation. Serum biotin concentrations up to 1200 ng/mL do not interfere with this assay. Concentrations up to 1200 ng/mL may be present in specimens collected from patients taking extremely high doses of biotin up to 300 mg/d. In a study among 54 healthy volunteers, supplementation with 20 mg/d biotin resulted in a maximum serum biotin concentration of 355 ng/mL 1-hour postdose. | 1. Peyro Saint Paul L, Debruyne D, Bernard D, Mock DM, Defer GL. Pharmacokinetics and pharmacodynamics of MD1003 (high-dose biotin) in the treatment of progressive multiple sclerosis. Expert Opin Drug Metab Toxicol. 2016;12(3):327-344 2. Grimsey P, Frey N, Bendig G, et al. Population pharmacokinetics of exogenous biotin and the relationship between biotin serum levels and in vitro immunoassay interference. J Pharmacokinet Pharmacodyn. 2017;2(4):247-256 3. Lee SY, Pearce EN. Hyperthyroidism: A Review. JAMA. 2023;330(15):1472-1483. doi:10.1001/jama.2023.19052 4. Freedman DB, Halsall D, Marhsall WJ and Ellervik C. Thyroid diseases. In: Rifai N, Horvath AR, Wittwer CT, eds: Tietz Textbook of Clinical Chemistry and Molecular Diagnostics. 6th ed. Elsevier; 2018:1572-1616 | The Roche Elecsys FT3 III (free T3 [triiodothyronine]) is a competitive assay using electrochemiluminescence detection. The patient sample is incubated with a sheep polyclonal anti-T3 antibody labeled with ruthenium. Streptavidin-coated microparticles and biotinylated T3 are added for a second incubation during which the still free binding sites of the labeled antibody become occupied. The resulting immunocomplex becomes bound to the solid phase by interaction of biotin and streptavidin. The reaction mixture is aspirated into the measuring cell where the microparticles are magnetically captured onto the surface of the electrode. Unbound substances are removed and application of a voltage to the electrode induces the electrochemiluminescent emission. This signal is measured against a calibration curve to determine patient results.(Package insert: Elecsys FT3 III. Roche Diagnostics; 10/2022) | 1 to 3 days | 14 days | This test has been cleared, approved, or is exempt by the US Food and Drug Administration and is used per manufacturer's instructions. Performance characteristics were verified by Mayo Clinic in a manner consistent with CLIA requirements. | 84481 | T3 (Triiodothyronine), Free, S | 3051-0 | T3FR | T3 (Triiodothyronine), Free, S | 3051-0
RT3 | T3 (Triiodothyronine), Reverse, Serum | Aiding in the diagnosis of the sick euthyroid syndrome | Liquid Chromatography Tandem Mass Spectrometry (LC-MS/MS) Portions of this test are covered by patents held by Quest Diagnostics. | Yes | T3 (Triiodothyronine), Reverse, S | Serum | Supplies:Sarstedt Aliquot Tube, 5 mL (T914) Collection Container/Tube: Preferred:Red top Acceptable:Serum gel Submission Container/Tube:Plastic vial Specimen Volume:0.8 mL Collection Instructions:Centrifuge and aliquot serum into a plastic vial. | 0.4 mL | Reverse triiodothyronine (rT3) differs from triiodothyronine (T3) in the positions of the iodine atoms attached to the aromatic rings. The majority of rT3 found in the circulation is formed by peripheral deiodination (removal of an iodine atom) of T4 (thyroxine). rT3 is believed to be metabolically inactive. The rT3 level tends to follow the T4 level: low in hypothyroidism and high in hyperthyroidism. Additionally, increased levels of rT3 have been observed in starvation, anorexia nervosa, severe trauma and hemorrhagic shock, hepatic dysfunction, postoperative states, severe infection, and in burn patients (ie, sick euthyroid syndrome). This appears to be the result of a switchover in deiodination functions with the conversion of T4 to rT3 being favored over the production of T3. | 10-24 ng/dL | In hospitalized or sick patients with lowtriiodothyronine(T3) values, elevatedreverse triiodothyronine (rT3) values are consistent with sick euthyroid syndrome. Also, the finding on an elevated rT3 level in a critically ill patient helps exclude a diagnosis of hypothyroidism. The rT3 is high in patients on medications such as propylthiouracil, ipodate, propranolol, amiodarone, dexamethasone, and the anesthetic agent halothane. Dilantin decreases rT3 due to the displacement from thyroxine-binding globulin, which causes increased rT3 clearance. To convert from ng/dL to nmol/L, multiply the ng/dL result by 0.01536. | Generally, reverse triiodothyronine tests are not necessary since triiodothyronine should not be ordered in hospitalized or sick patients. | 1. Bowerbank SL, Carlin MG, Dean JR. A direct comparison of liquid chromatography-mass spectrometry with clinical routine testing immunoassay methods for the detection and quantification of thyroid hormones in blood serum. Anal Bioanal Chem. 2019;411(13):2839-2853 2. Moore WT, Eastman RC: Diagnostic Endocrinology. Mosby; 1990:182-183 | ReverseT3-carbon 13is added to serum samples as an internal standard. Reverse T3 (RT3) and RT3-carbon 13are dissociated with a protein precipitation and then extracted from the specimens using asolid phaseextraction. The eluate is dried down under nitrogen, reconstituted with mobile phase and analyzed by liquid chromatography tandem mass spectrometry using multiple reaction monitoring in the positive mode.(Unpublished Mayo Method) | 2 to 6 days | 14 days | This test was developed and its performance characteristics determined by Mayo Clinic in a manner consistent with CLIA requirements. It has not been cleared or approved by the US Food and Drug Administration. | 84482 | T3 (Triiodothyronine), Reverse, S | 3052-8 | 9405 | T3(Triiodothyronine),Reverse,S | 3052-8
T3 | T3 (Triiodothyronine), Total, Serum | Second-order testing for hyperthyroidism in patients with low thyroid-stimulating hormone values and normal thyroxine levels Diagnosing triiodothyronine (T3) toxicosis This test isnot useful forgeneral screening of the population without clinical suspicion of hyperthyroidism. | Electrochemiluminescence Immunoassay | Yes | T3 (Triiodothyronine), Total, S | For information seeThyroid Function Ordering Algorithm. | Collection Container/Tube: Preferred:Serum gel Acceptable:Red top Submission Container/Tube:Plastic vial Specimen Volume:1 mL Collection Instructions:Centrifuge and aliquot serum into plastic vial. | 0.75 mL | Thyroid hormones regulate numerous developmental, metabolic, and neural activities throughout the body. The thyroid gland synthesizes 2 hormones. The 2 main hormones secreted by the thyroid gland are thyroxine (T4), which contains 4 atoms of iodine, and triiodothyronine (T3). T3 production in the thyroid gland constitutes approximately 20% of the total T3; the rest is generated by the conversion (deiodination) of T4 to T3. T3 is also produced by conversion (deiodination) of T4 in peripheral tissues. Circulating levels of T4 are much greater than T3 levels, but T3 is biologically the most metabolically active hormone (3-4 times more potent than T4), although its effect is briefer due to its shorter half-life compared to T4. Thyroid hormones circulate primarily bound to carrier proteins (eg, thyroid-binding globulin [TBG], prealbumin, and albumin), whereas only a small fraction circulates unbound (free). Only the free forms are metabolically active. While both T3 and T4 are bound to TBG, T3 is bound less firmly than T4. Total T3 consists of both the bound and unbound fractions. In hyperthyroidism, both T4 and T3 levels are usually elevated, but in a small subset of hyperthyroid patients, only T3 is elevated (T3 toxicosis). In hypothyroidism, T4 and T3 levels are decreased. T3 levels are frequently low in sick or hospitalized euthyroid patients. | Pediatric 0-5 days: 73-288 ng/dL 6 days-2 months: 80-275 ng/dL 3-11 months: 86-265 ng/dL 1-5 years: 92-248 ng/dL 6-10 years: 93-231 ng/dL 11-19 years: 91-218 ng/dL Adult (> or =20 years): 80-200 ng/dL For SI unit Reference Values, seewww.mayocliniclabs.com/order-tests/si-unit-conversion.html | Triiodothyronine (T3) values above 200 ng/dL in adults or over age-related cutoffs in children are consistent with hyperthyroidism or increased thyroid hormone-binding proteins. Abnormal levels (high or low) of thyroid hormone-binding proteins (primarily albumin and thyroid-binding globulin) may cause abnormal T3 concentrations in euthyroid patients. | Triiodothyronine (T3) is not a reliable marker for hypothyroidism. Therapy with amiodarone can lead to depressed T3 values. Phenytoin, phenylbutazone, and salicylates cause a release of T3 from the binding proteins, thus leading to a reduction in the total T3 hormone level at normal free T3 levels. Autoantibodies to thyroid hormones can interfere with the assay. Binding protein anomalies may cause values that deviate from the expected results. Pathological concentrations of binding proteins can lead to results outside the reference range, although the patient may be in a euthyroid state. Free T3 or free T4 testing is indicated in these cases. In rare cases, some individuals can develop antibodies to mouse or other animal antibodies (often referred to as human anti-mouse antibodies [HAMA] or heterophile antibodies), which may cause interference in some immunoassays. The presence of antibodies to streptavidin or ruthenium also rarely occur and may interfere with this assay. Caution should be used in interpretation of results, and the laboratory should be alerted if the result does not correlate with the clinical presentation. T3 has a 15-fold higher affinity for thyroid receptor compared to T4. Serum biotin concentrations up to 1200 ng/mL do not interfere with this assay. Concentrations up to 1200 ng/mL may be present in specimens collected from patients taking extremely high doses of biotin up to 300 mg per day.(1) In a study among 54 healthy volunteers, supplementation with 20 mg/day biotin resulted in a maximum serum biotin concentration of 355 ng/mL 1-hour post-dose.(2) | 1. Peyro Saint Paul L, Debruyne D, Bernard D, Mock DM, Defer GL: Pharmacokinetics and pharmacodynamics of MD1003 (high-dose biotin) in the treatment of progressive multiple sclerosis. Expert Opin Drug Metab Toxicol. 2016;12(3):327-344 2. Grimsey P, Frey N, Bendig G, et al: Population pharmacokinetics of exogenous biotin and the relationship between biotin serum levels and in vitro immunoassay interference. J Pharmacokinet Pharmacodyn. 2017 Sept;2(4):247-256. doi: 10.4155/ipk-2017-0013 3. Hay ID, Klee GG: Linking medical needs and performance goals: clinical and laboratory perspectives on thyroid disease. Clin Chem. 1993 Jul;39:1519-1524 4. Klee GG: Clinical usage recommendations and analytic performance goals for total and free triiodothyronine measurements. Clin Chem. 1996 Jan;42:155-159 5. Freedman DB, Halsall D, Marshall WJ, Ellervik C: Thyroid disorders. In: Rifai N, Horvath AR, Wittwer CT: eds. Tietz Textbook of Clinical Chemistry and Molecular Diagnostics. 6th ed. Elsevier; 2018:1572-1616 | The Roche triiodothyronine assay (T3) is a competitive assay using electrochemiluminescence detection. Bound T3 is released from binding proteins by 8-anilino-1-naphthalene sulfonic acid. The patient specimen is incubated with a sheep polyclonal anti-T3 antibody labeled with ruthenium. Streptavidin-coated microparticles and biotinylated T3 are added for a second incubation, during which the still free binding sites of the labeled antibody become occupied. The resulting immunocomplex becomes bound to the solid phase by interaction of biotin and streptavidin. The reaction mixture is aspirated into the measuring cell where the microparticles are magnetically captured onto the surface of the electrode. Unbound substances are removed, and application of a voltage to the electrode induces the electrochemiluminescent emission. This signal is measured against a calibration curve to determine patient results.(Package insert: Elecsys T3. Roche Diagnostics; 08/2019) | 1 to 3 days | 14 days | This test has been cleared, approved, or is exempt by the US Food and Drug Administration and is used per manufacturer's instructions. Performance characteristics were verified by Mayo Clinic in a manner consistent with CLIA requirements. | 84480 | T3 (Triiodothyronine), Total, S | 83124-8 | T3 | T3 (Triiodothyronine), Total, S | 83124-8
FRT4D | T4 (Thyroxine), Free, Dialysis, Serum | Determining thyroid status of sick, hospitalized patients Determining thyroid status of patients in whom abnormal binding proteins have been identified Possibly useful in pediatric patients | Equilibrium Dialysis/Tandem Mass Spectrometry (MS/MS) | Yes | T4 (Thyroxine), Free by Dialysis, S | Serum | Supplies:Sarstedt Aliquot Tube, 5 mL (T914) Collection Container/Tube: Preferred:Red top Acceptable:Serum gel Submission Container/Tube:Plastic vial Specimen Volume:2.6 mL Collection Instructions: 1. Collect specimen immediately before next scheduled dose. 2.Within 2 hours of collection, centrifuge, and aliquot serum into a plastic vial. | 1.2 mL | Thyroxine (T4) and triiodothyronine (T3) are the 2 biologically active thyroid hormones. T4 makes up more than 80% of circulating thyroid hormones. Following secretion by the thyroid gland, approximately 70% of circulating T4 and T3 are bound to thyroid-binding globulin (TBG), while 10% to 20% each are bound to transthyretin (TTR) and albumin, respectively. Less than 0.1% circulates as free T4 (FT4) or free T3 (FT3). FT4 and FT3 enter and leave cells freely by diffusion. Only the free hormones are biologically active, but bound and free fractions are in equilibrium. Equilibrium with TTR and albumin is rapid. By contrast, TBG binds thyroid hormones very tightly and equilibrium dissociation is slow. Biologically, TBG-bound thyroid hormone serves as a hormone reservoir, and T4 serves as a prohormone for T3. Within cells, T4 is either converted to T3, which is about 5 times as potent as T4, or reverse T3, which is biologically inactive. Ultimately, T3, and to a much lesser degree T4, bind to the nuclear thyroid hormone receptor, altering gene expression patterns in a tissue-specific fashion. Under normal physiologic conditions, FT4 and FT3 exert direct and indirect negative feedback on pituitary thyrotropin (TSH) levels, the major hormone regulating thyroid gland activity. This results in tight regulation of thyroid hormone production and constant levels of FT4 and FT3 independent of the binding protein concentration. Measurement of FT4 and FT3, in conjunction with TSH measurement, therefore, represents the best method to determine thyroid function status. It also allows determination of whether hyperthyroidism (increased FT4) or hypothyroidism (low FT4) are primary (most cases; TSH altered in the opposite direction as FT4) or secondary/tertiary (hypothalamic/pituitary origin; TSH altered in the same direction as FT4). By contrast, total T4 and T3 levels can vary widely as a response to changes in binding protein levels, without any change in free thyroid hormone levels and, hence, actual thyroid function status. FT4 is usually measured by automated analog immunoassays. In most instances, this will result in accurate results. However, abnormal types or quantities of binding proteins found in some patients and most often related to other illnesses or drug treatments, may interfere in the accurate measurement of FT4 by analog immunoassays. These problems can be overcome by measuring FT4 by equilibrium dialysis, free from interfering proteins. | 0.8-2.0 ng/dL Reference values apply to all ages. | All free hormone assays should be combined with thyrotropin measurements. Free thyroxine (FT4) levels below 0.8 ng/dL indicate possible hypothyroidism. FT4 levels above 2.0 ng/dL indicates possible hyperthyroidism. Neonates can have significantly higher FT4 levels. The hypothalamic-pituitary-thyroid axis can take several days or, sometimes, weeks to mature. | Certain drugs may cause short-term free thyroxine fluctuations: -Heparin -Salicylates -Acetylsalicylic acid (aspirin) -Salicylic acid (salsalate) -Furosemide -Fenclofenac -Mefenamic acid -Flufenamic acid -Diclofenac -Diflunisal -Phenytoin -Carbamazepine | 1. De Brabandere VI, Hou P, Stockl D, Thienpont LM, De Leenheer AP. Isotope dilution-liquid chromatography/electrospray ionization-tandem mass spectrometry for the determination of serum thyroxine as a potential reference method. Rapid Commun Mass Spectrom. 1998;12(16):1099-1103 2. Jain R, Uy HL. Increase in serum free thyroxine levels related to intravenous heparin treatment. Ann Intern Med. 1996;124(1 Pt 1):74-75 3. Stockigt JR. Free thyroid hormone measurement. A critical appraisal. Endocrinol Metab Clin North Am. 2001;30(2):265-289 4. Sakai H, Nagao H, Sakurai M, et al. Correlation between serum levels of 3,3',5'-triiodothyronine and thyroid hormones measured by liquid chromatography-tandem mass spectrometry and immunoassay [published correction appears in PLoS One. 2016;11(7):e0159169]. PLoS One. 2015;10(10):e0138864.doi:10.1371/journal.pone.0138864 5. Kahric-Janicic N, Soldin SJ, Soldin OP, West T, Gu J, Jonklaas J. Tandem mass spectrometry improves the accuracy of free thyroxine measurements during pregnancy. Thyroid. 2007;17(4):303-311.doi:10.1089/thy.2006.0303 | The tandem mass spectrometry method utilizes an equilibrium dialysis technique to separate free thyroxine (FT4) from serum proteins, including protein-bound T4. An isotope of thyroxine (L-thyroxine-[thyrosine-ring-(13)C6]) is added to the dialysate and serves as an internal standard. A liquid-liquid extraction with ethyl acetate further purifies the dialysate. After being dried down and reconstituted, the remaining extract is injected onto the tandem mass spectrometer where it undergoes high-throughput liquid chromatography combined with an electrospray ion source.(Unpublished Mayo method) | 3 to 8 days | 2 weeks | This test was developed and its performance characteristics determined by Mayo Clinic in a manner consistent with CLIA requirements. It has not been cleared or approved by the US Food and Drug Administration. | 84439 | T4 (Thyroxine), Free by Dialysis, S | 6892-4 | 8859 | T4 (Thyroxine), Free by Dialysis, S | 6892-4
FRT4 | T4 (Thyroxine), Free, Serum | Evaluating suspected thyroid function disorders using free thyroxine measured together with thyroid-stimulating hormone | Electrochemiluminescence Immunoassay | Yes | T4 (Thyroxine), Free, S | For more information see:Thyroid Function Ordering Algorithm | Patient Preparation: For 12 hours before specimen collection do nottake multivitamins or dietary supplements containing biotin (vitamin B7), which is commonly found in hair, skin, and nail supplements and multivitamins. Collection Container/Tube: Preferred:Serum gel Acceptable:Red top Submission Container/Tube:Plastic vial Specimen Volume:1 mL Collection Instructions:Centrifuge and aliquot serum into a plastic vial. | 0.5 mL | Free thyroxine (FT4) comprises a small fraction of total thyroxine. FT4 is available to the tissues and is, therefore, the metabolically active fraction. Elevations in FT4 cause hyperthyroidism, while decreases cause hypothyroidism. | Pediatric 0-5 days: 0.9-2.5 ng/dL 6 days-2 months: 0.9-2.2 ng/dL 3-11 months: 0.9-2.0 ng/dL 1-5 years: 1.0-1.8 ng/dL 6-10 years: 1.0-1.7 ng/dL 11-19 years: 1.0-1.6 ng/dL Adult (> or =20 years): 0.9-1.7 ng/dL For SI unit Reference Values, seewww.mayocliniclabs.com/order-tests/si-unit-conversion.html | Elevated values suggest hyperthyroidism or exogenous thyroxine. Decreased values suggest hypothyroidism. Free thyroxine (FT4) works well to correct total T4 values for thyroxine-binding globulin alterations but may give misleading values when abnormal binding proteins are present or the patient has other major illnesses (euthyroid sick syndrome). | Of 26 commonly used pharmaceuticals tested in vitro, only furosemide caused elevated free thyroxine (FT4) findings at the daily therapeutic dosage level. The test cannot be used in patients receiving treatment with lipid-lowering agents containingdextrothyroxine (D-T4). If the thyroid function is to be checked in such patients, the therapy should first be discontinued for 4 to 6 weeks to allow the physiological state to become re-established. Binding protein anomalies seen with familial dysalbuminemic hyperthyroxinemia, for example, may cause values which, while characteristic of the condition, deviate from the expected results. For assays employing antibodies, the possibility exists for interference by human anti-animal antibodies (ie, heterophile antibodies) in the patient sample. Patients who have been regularly exposed to animals or have received immunotherapy or diagnostic procedures utilizing immunoglobulins or immunoglobulin fragments may produce antibodies, eg, human antimouse antibodies (HAMA) that interfere with immunoassays. This may falsely elevate or falsely decrease the results. Interference due to extremely high titers of antibodies to analyte-specific antibodies, streptavidin or ruthenium can occur. | 1. Melmed S, Polonsky KS, Larsen PR, Kronenberg H. Williams Textbook of Endocrinology. 12th ed. Saunders Company; 2011:348-414 2. Rifai N, Chiu RWK, Young I, Burnham CAD, Wittwer CT, eds. Tietz Textbook of Laboratory Medicine. 7th ed. Elsevier; 2023 | In the Roche free thyroxine (FT4) assay, the determination of free thyroxine is made with the aid of a specific anti-T4 antibody labeled with a ruthenium complex. After addition of biotinylated T4 and streptavidin-coated microparticles, the still-free binding sites of the labeled antibody become occupied, with formation of an antibody-hapten complex. The entire complex becomes bound to the solid phase via interaction of biotin and streptavidin.The reaction mixture is aspirated into the measuring cell where the microparticles are magnetically captured onto the surface of the electrode. Unbound substances are then removed with ProCell. Application of a voltage to the electrode then induces chemiluminescent emission which is measured by a photomultiplier.(Package insert: Elecsys FT4 II. Roche Diagnostics; 01/2019) | Same day/1 to 2 days | 7 days | This test has been cleared, approved, or is exempt by the US Food and Drug Administration and is used per manufacturer's instructions. Performance characteristics were verified by Mayo Clinic in a manner consistent with CLIA requirements. | 84439 | T4 (Thyroxine), Free, S | 83122-2 | FRT4 | T4 (Thyroxine), Free, S | 83122-2
T4FT4 | T4 (Thyroxine), Total and Free, Serum | Assessing thyroid function when thyroid function disorders are suspected | Electrochemiluminescence Immunoassay | Yes | T4 (Thyroxine), Total and Free | Serum | Collection Container/Tube: Preferred:Serum gel Acceptable:Red top Submission Container/Tube:Plastic vial Specimen Volume:1 mL Collection Instructions:Centrifuge and aliquot serum into a plastic vial. | 0.625 mL | Total Thyroxine: Thyroxine (T4) is synthesized in the thyroid gland. T4 is metabolized to triiodothyronine (T3) peripherally by deiodination. T4 is considered a reservoir or prohormone for T3, the biologically most active thyroid hormone. About 0.05% of circulating T4 is in the free, ie, unbound, portion. The remainder is bound to thyroxine-binding globulin), prealbumin, and albumin. The hypothalamus secretes thyrotropin-releasing hormone, which stimulates the pituitary to release thyrotropin, formerly thyroid-stimulating hormone (TSH). TSH stimulates the thyroid to secrete T4. T4 is partially converted peripherally to T3. High amounts of T4 and T3 (mostly from peripheral conversion of T4) cause hyperthyroidism. T4 and T3 cause positive feedback to the pituitary and hypothalamus with resultant suppression or stimulation of the thyroid gland as follows: decrease of TSH if T3 or T4 is high (hyperthyroidism) and increase of TSH if T3 or T4 is low (hypothyroidism). Measurement of total T4 gives a reliable reflection of clinical thyroid status in the absence of protein binding abnormalities. However, changes in binding proteins can occur that affect the level of total T4 but leave the level of unbound hormone unchanged. Free Thyroxine: Free thyroxine comprises a small fraction of total thyroxine. The free T4 (FT4) is available to the tissues and is, therefore, the metabolically active fraction. Elevations in FT4 cause hyperthyroidism, while decreases cause hypothyroidism. | T4 (THYROXINE), TOTAL ONLY 0-5 days: 5.0-18.5 mcg/dL 6 days-2 months: 5.4-17.0 mcg/dL 3 -11 months: 5.7-16.0 mcg/dL 1 -5 years: 6.0-14.7 mcg/dL 6 -10 years: 6.0-13.8 mcg/dL 11 -19 years: 5.9-13.2 mcg/dL > or =20 years: 4.5-11.7 mcg/dL T4 (THYROXINE), FREE 0-5 days: 0.9-2.5 ng/dL 6 days-2 months: 0.9-2.2 ng/dL 3-11 months: 0.9-2.0 ng/dL 1-5 years: 1.0-1.8 ng/dL 6-10 years: 1.0-1.7 ng/dL 11-19 years: 1.0-1.6 ng/dL > or =20 years: 0.9-1.7 ng/dL |  | In rare cases, some individuals can develop antibodies to mouse or other animal antibodies (often referred to as human anti-mouse antibodies [HAMA] or heterophile antibodies), which may cause interference in some immunoassays. The presence of antibodies to streptavidin or ruthenium also rarely occur and may interfere with this assay. Caution should be used in interpretation of results, and the laboratory should be alerted if the result does not correlate with the clinical presentation. Serum biotin concentrations up to 1200 ng/mL do not interfere with this assay. Concentrations up to 1200 ng/mL may be present in specimens collected from patients taking extremely high doses of biotin up to 300 mg per day.(1) In a study among 54 healthy volunteers, supplementation with 20 mg/day biotin resulted in a maximum serum biotin concentration of 355 ng/mL 1-hour post-dose.(2) | 1. Peyro Saint Paul L, Debruyne D, Bernard D, Mock DM, Defer GL: Pharmacokinetics and pharmacodynamics of MD1003 (high-dose biotin) in the treatment of progressive multiple sclerosis. Expert Opin Drug Metab Toxicol. 2016;12(3):327-344 2. Grimsey P, Frey N, Bendig G, et al: Population pharmacokinetics of exogenous biotin and the relationship between biotin serum levels and in vitro immunoassay interference. J Pharmacokinet Pharmacodyn. 2017 Sept;2(4):247-256. doi: 10.4155/ipk-2017-0013 3. Melmed S, Polonsky KS, Larsen PR, et al: Williams Textbook of Endocrinology. 12th ed. Elsevier Saunders; 2011:348-414 | Total Thyroxine: Testing is performed on a Roche cobas instrument. The Roche thyroxine (T4) assay is a competitive assay using electrochemiluminescence detection. Bound T4 is released from binding proteins by 8-anilino-1-naphthalene sulfonic acid. Patient specimen is incubated with sheep polyclonal anti-T4 antibody labeled with ruthenium. Streptavidin-coated microparticles and biotinylated T4 are added for a second incubation during which the still free binding sites of the labeled antibody become occupied. The resulting immunocomplex becomes bound to the solid phase by interaction of biotin and streptavidin. The reaction mixture is aspirated into the measuring cell where the microparticles are magnetically captured onto the surface of the electrode. Unbound substances are then removed, and application of a voltage to the electrode induces the electrochemiluminescent emission. This signal is measured against a calibration curve to determine patient results.(Package insert: Elecsys T4. Roche Diagnostics; V2 English, 10/2022) Free Thyroxine: Testing is performed on a Roche cobas immunoassay analyzer. In the Roche free T4 assay, the determination of free T4 is made with the aid of a specific anti-T4 antibody labeled with a ruthenium complex. After addition of biotinylated T4 and streptavidin-coated microparticles, the still free binding sites of the labeled antibody become occupied, with formation of an antibody-hapten complex. The entire complex becomes bound to the solid phase via interaction of biotin and streptavidin. The reaction mixture is aspirated into the measuring cell where the microparticles are magnetically captured onto the surface of the electrode. Unbound substances are then removed with ProCell. Application of a voltage to the electrode then induces chemiluminescent emission, which is measured by a photomultiplier.(Package insert: Elecsys FT4II. Roche Diagnostics; V1, 01/2019) | Same day/1 to 2 days | 7 days | This test has been cleared, approved, or is exempt by the US Food and Drug Administration and is used per manufacturer's instructions. Performance characteristics were verified by Mayo Clinic in a manner consistent with CLIA requirements. | 8443684439 | T4 (Thyroxine), Total and Free | 90224-7 | T4CC | T4 (Thyroxine), Total Only, S | 83119-8
T4 | T4 (Thyroxine), Total Only, Serum | Monitoring treatment with synthetic hormones (synthetic triiodothyronine [T3] will cause a low total thyroxine [T4]) Monitoring treatment of hyperthyroidism with thiouracil and other anti-thyroid drugs Index of thyroid function when the thyroxine-binding globulin is normal and non-thyroidal illness is not present | Electrochemiluminescence Immunoassay | Yes | T4 (Thyroxine), Total Only, S | For information seeThyroid Function Ordering Algorithm. | Collection Container/Tube: Preferred:Serum gel Acceptable:Red top Submission Container/Tube:Plastic vial Specimen Volume:1 mL Collection Instructions:Centrifuge and aliquot serum into a plastic vial. | 0.75 mL | Thyroxine (T4) is synthesized in the thyroid gland. T4 is metabolized to triiodothyronine (T3) peripherally by deiodination. T4 is considered a reservoir or prohormone for T3, the biologically most active thyroid hormone. About 0.05% of circulating T4 is in the free, ie, unbound, portion. The remainder is bound to thyroxine-binding globulin, prealbumin, and albumin. The hypothalamus secretes thyrotropin-releasing hormone, which stimulates the pituitary to release thyrotropin, formerly thyroid-stimulating hormone (TSH). TSH stimulates the thyroid to secrete T4. T4 is partially converted peripherally to T3. High amounts of T4 and T3 (mostly from peripheral conversion of T4) cause hyperthyroidism. T4 and T3 cause positive feedback to the pituitary and hypothalamus with resultant suppression or stimulation of the thyroid gland as follows: decrease of TSH if T3 or T4 is high (hyperthyroidism) and increase of TSH if T3 or T4 is low (hypothyroidism). Measurement of total T4 gives a reliable reflection of clinical thyroid status in the absence of protein-binding abnormalities and non-thyroidal illness. However, changes in binding proteins can occur that affect the level of total T4 but leave the level of unbound hormone unchanged. | Pediatric 0-5 days: 5.0-18.5 mcg/dL 6 days-2 months: 5.4-17.0 mcg/dL 3-11 months: 5.7-16.0 mcg/dL 1-5 years: 6.0-14.7 mcg/dL 6-10 years: 6.0-13.8 mcg/dL 11-19 years: 5.9-13.2 mcg/dL Adult (> or =20 years): 4.5-11.7 mcg/dL For SI unit Reference Values, seewww.mayocliniclabs.com/order-tests/si-unit-conversion.html | Values of more than 11.7 mcg/dL in adults or more than the age-related cutoffs in children are seen in hyperthyroidism and in patients with acute thyroiditis. Values below 4.5 mcg/dL in adults or below the age-related cutoffs in children are seen in hypothyroidism, myxedema, cretinism, chronic thyroiditis, and occasionally, subacute thyroiditis. Increased total thyroxine (T4) is seen in pregnancy and patients who are on estrogen medication. These patients have increased total T4 levels due to increased thyroxine-binding globulin (TBG) levels. Decreased total T4 is seen in patients on treatment with anabolic steroids or nephrosis (decreased TBG levels). A thyrotropin-releasing hormone stimulation test may be required for certain cases of hyperthyroidism. Clinical findings are necessary to determine if thyrotropin, TBG, or free T4 testing is needed. | In pregnancy, incomplete release of thyroxine (T4) from its binding proteins might result in falsely low total T4 levels. Therefore, total T4 should not be used as the only marker for thyroid function evaluation. Thyrotropin (TSH) may be better than T4 as the initial test of thyroid status. TSH is elevated in primary hypothyroidism. TSH is low in primary hyperthyroidism. Free T4 may more accurately measure the physiologic amount of T4. In rare cases, some individuals can develop antibodies to mouse or other animal antibodies (often referred to as human anti-mouse antibodies [HAMA]or heterophile antibodies), which may cause interference in some immunoassays. The presence of antibodies to streptavidin or ruthenium also rarely occur and may interfere with this assay. Caution should be used in interpretation of results, and the laboratory should be alerted if the result does not correlate with the clinical presentation. Autoantibodies to thyroid hormones can interfere with testing. Binding protein anomalies may cause values that deviate from the expected results. Pathological concentrations of binding proteins can lead to results outside the reference range, although the patient may be in a euthyroid state. Serum biotin concentrations up to 1200 ng/mL do not interfere with this assay. Concentrations up to 1200 ng/mL may be present in specimens collected from patients taking extremely high doses of biotin up to 300 mg per day.(1) In a study among 54 healthy volunteers, supplementation with 20 mg/day biotin resulted in a maximum serum biotin concentration of 355 ng/mL 1-hour post-dose.(2) | 1. Peyro Saint Paul L, Debruyne D, Bernard D, Mock DM, Defer GL: Pharmacokinetics and pharmacodynamics of MD1003 (high-dose biotin) in the treatment of progressive multiple sclerosis. Expert Opin Drug Metab Toxicol. 2016;12(3):327-344 2. Grimsey P, Frey N, Bendig G, et al: Population pharmacokinetics of exogenous biotin and the relationship between biotin serum levels and in vitro immunoassay interference. J Pharmacokinet Pharmacodyn. 2017 Sept;2(4):247-256. doi: 10.4155/ipk-2017-0013 3. Ross DS, Burch HB, Cooper DS, et al: 2016 American Thyroid Association guidelines for diagnosis and management of hyperthyroidism and other causes of thyrotoxicosis. Thyroid. 2016 Oct 26(10):1343-14214 4. Persani L, Cangiano B, Bonomi M: The diagnosis and management of central hypothyroidism in 2018.Endocr Connect.2019 Feb;8(2):R44–R54 doi:10.1530/EC-18-0515 | The Roche Elecsys T4 (thyroxine) assay is a competitive assay using electrochemiluminescence detection. Bound T4 is released from binding proteins by 8-anilino-1-naphthalene sulfonic acid. Patient specimen is incubated with sheep polyclonal anti-T4 antibody labeled with ruthenium. Streptavidin-coated microparticles and biotinylated T4 are added for a second incubation during which the still free binding sites of the labeled antibody become occupied. The resulting immunocomplex becomes bound to the solid phase by interaction of biotin and streptavidin. The reaction mixture is aspirated into the measuring cell where the microparticles are magnetically captured onto the surface of the electrode. Unbound substances are then removed and application of a voltage to the electrode induces the electrochemiluminescent emission. This signal is measured against a calibration curve to determine patient results.(Package insert: Elecsys T4. Roche Diagnostics; V 2.0 English, 03/2020) | 1 to 3 days | 14 days | This test has been cleared, approved, or is exempt by the US Food and Drug Administration and is used per manufacturer's instructions. Performance characteristics were verified by Mayo Clinic in a manner consistent with CLIA requirements. | 84436 | T4 (Thyroxine), Total Only, S | 83119-8 | T4 | T4 (Thyroxine), Total Only, S | 83119-8
FFT4F | T4, Free, Direct Dialysis |  | Equilibrium Dialysis, Chromatography/Mass Spectrometry | Yes | T4, Free, Direct Dialysis | Serum | Patient Preparation:Fasting is preferred (8-16 hours) Supplies:Sarstedt Aliquot Tube 5 mL (T914) Collection Container/Tube: Preferred:Red top Acceptable:Serum gel Submission Container/Tube:Plastic vial Specimen Volume:1 mL Collections Instructions: 1. Draw blood in a plain red-top tube(s), serum gel tube(s) is acceptable. 2. Centrifuge and aliquot 1 mL of serum into a plastic vial. 3. Send refrigerate. | 0.5 mL |  | Age,Reference Range,Unit of Measure, (Adult), Adult(Males and Females),0.9-2.2,ng/dL, (Pediatric), Prematures, 25-30 weeksBirth-7 days,0.5-3.3,ng/dL, Prematures, 31-36 weeksBirth-7 days,1.3-4.7,ng/dL, Cord Blood, >37 weeks,1.2-2.2,ng/dL, Birth-4 days,2.2-5.3,ng/dL, 2 months to 2 years,1.2-2.5,ng/dL, 3 to 17 years,1.0-2.4,ng/dL, (Pregnancy), First Trimester,0.9-2.0,ng/dL, Second Trimester,0.8-1.5,ng/dL, Third Trimester,0.8-1.7,ng/dL, |  |  |  |  | 4 to 8 days |  | This test was developed and its analytical performance characteristics have been determined by Quest Diagnostics. It has not been cleared or approved by FDA. The assay has been validated pursuant to the CLIA regulations and is used for clinical purposes. | 84439 | T4, Free, Direct Dialysis | 6892-4 | Z1571 | T4, Free, Direct Dialysis | 6892-4
TAKRO | Tacrolimus, Blood | Monitoring whole blood tacrolimus concentration during therapy, particularly in individuals coadministeredcytochrome P450 (CYP) 3A4 substrates, inhibitors, or inducers Adjusting dose to optimize immunosuppression while minimizing toxicity Evaluating patient compliance | Liquid Chromatography Tandem Mass Spectrometry (LC-MS/MS) | Yes | Tacrolimus, B | Whole Blood EDTA | Container/Tube:Lavender top (EDTA) Specimen Volume:3 mL Collection Instructions: 1. Draw blood immediately before a schedule dose. 2.Do not centrifuge. 3. Send whole blood specimen in original tube.Do not aliquot. Additional Information:Therapeutic range applies to trough specimens collected immediately prior to a.m. dose. | 1 mL | Tacrolimus is a macrolide antibiotic derived from the fungusStreptomyces tsukubaensis. Like cyclosporine, tacrolimus inhibits calcineurin to suppress T cells. Tacrolimus is metabolized by cytochrome P450 (CYP) 3A4; thus, its concentrations are affected by drugs that inhibit (calcium channel blockers, antifungal agents, some antibiotics, grapefruit juice) or induce (anticonvulsants, rifampin) this enzyme. Tacrolimus has a narrow therapeutic range, and adverse effects are common, particularly at high doses and concentrations, making therapeutic drug monitoring essential. Since 90% of tacrolimus is in the cellular components of blood, especially erythrocytes, whole blood is the preferred specimen for analysis of trough concentrations. Target steady-state concentrations vary depending on clinical protocol, the presence or risk of rejection, time from transplant, type of allograft, concomitant immunosuppression, and side effects (mainly nephrotoxicity). Optimal trough blood concentrations are generally between 5.0 and 15.0 ng/mL. Higher levels are often sought immediately after transplant, but as organ function stabilizes at about 4 weeks from transplant, doses are generally reduced in stable patients for most solid organ transplants. Trough concentrations should be maintained below 20 ng/mL. | 5.0-15.0 ng/mL (Trough) Target steady-state trough concentrations vary depending on the type of transplant, concomitant immunosuppression, clinical/institutional protocols, and time post-transplant. Results should be interpreted in conjunction with this clinical information and any physical signs/symptoms of rejection/toxicity. | Most individuals display optimal response to tacrolimus with trough whole blood levels of 5.0 to 15.0 ng/mL. Preferred therapeutic ranges may vary by transplant type, protocol, and comedications. Therapeutic ranges are based on specimen collected at trough (ie, immediately before a scheduled dose). Higher results will be obtained when the blood is drawn at other times. The assay is specific for tacrolimus; it does not cross-react with cyclosporine, cyclosporine metabolites, sirolimus, sirolimus metabolites, or tacrolimus metabolites. Results by liquid chromatography with detection by tandem mass spectrometry are approximately 30% less than by immunoassay. | The recommended therapeutic range applies to trough specimens collected immediately before a dose. Blood drawn at other times will yield higher results. | 1. Kahan BD, Keown P, Levy GA, Johnston A. Therapeutic drug monitoring of immunosuppressant drugs in clinical practice. Clin Ther. 2002;24(3):330-350 2. Scott LJ, McKeage K, Keam SJ, Plosker GL. Tacrolimus: a further update of its use in the management of organ transplantation. Drugs. 2003;63(12):1247-1297 3. Milone MC, Shaw LM: Therapeutic drugs and their management. In: Rifai N, Chiu RWK, Young I, Burnham CAD, eds. Tietz Textbook of Laboratory Medicine. 7th ed. Elsevier; 2023:420-453 | Blood specimens are subjected to protein precipitation. The resulting supernatant is analyzed by liquid chromatography tandem mass spectrometry.(Bjergum MW, Jannetto PJ, Langman LJ. Simultaneous determination of tacrolimus and cyclosporine A in whole blood by ultrafast LC-MS/MS. Methods Mol Biol. 2019;1872:111-118. doi:10.1007/978-1-4939-8823-5_11) | Same day/1 to 3 days | 14 days | This test was developed and its performance characteristics determined by Mayo Clinic in a manner consistent with CLIA requirements. It has not been cleared or approved by the US Food and Drug Administration. | 80197 | Tacrolimus, B | 77348-1 | 35145 | Tacrolimus, B | 77348-1
TACPK | Tacrolimus, Peak, Blood | Assessment of postdosing (peak) blood tacrolimus concentrations | Liquid Chromatography Tandem Mass Spectrometry (LC-MS/MS) | Yes | Tacrolimus, Peak, B | Whole Blood EDTA | Container/Tube:Lavender top (EDTA) Specimen Volume:3 mL Collection Instructions: 1. Do not centrifuge. 2. Send whole blood specimen in original tube.Do not aliquot. | 1 mL | Tacrolimus (Prograf) is a macrolide antibiotic derived from the fungusStreptomyces tsukubaensis. Like cyclosporine, tacrolimus inhibits calcineurin to suppress T cells. Tacrolimus is metabolized by cytochrome P450 (CYP) 3A4; thus, its concentration is affected by drugs that inhibit (calcium channel blockers, antifungal agents, some antibiotics, grapefruit juice) or induce (anticonvulsants, rifampin) this enzyme. Tacrolimus has a narrow therapeutic range, and adverse effects are common, particularly at high doses and concentrations, making therapeutic drug monitoring essential. Since 90% of tacrolimus is in the cellular components of blood, especially erythrocytes, whole blood is the preferred specimen for analysis of trough concentrations. Target steady-state concentrations vary depending on clinical protocol, the presence or risk of rejection, time from transplant, type of allograft, concomitant immunosuppression, and side effects (mainly nephrotoxicity). Optimal trough blood concentrations are generally between 5.0 and 15.0 ng/mL. Higher levels are often sought immediately after transplant, but as organ function stabilizes at about 4 weeks from transplant, doses are generally reduced in stable patients for most solid organ transplants. Trough concentrations should be maintained below 20 ng/mL. Optimal postdose sampling strategies and blood concentrations have not been well established for tacrolimus. A study of 54 liver transplant patients suggested that most individuals have tacrolimus blood concentrations ranging between 5.0 and 30.0 ng/mL in specimens collected 1 to 4 hours after dosing, although some patients showed slightly higher blood concentrations 1-hour postdose. | 5.0-30.0 ng/mL Target steady-state trough concentrations vary depending on the type of transplant, concomitant immunosuppression, clinical/institutional protocols, and time posttransplant. Results should be interpreted in conjunction with this clinical information and any physical signs or symptoms of rejection or toxicity. | This test measures postdose levels of tacrolimus. Established reference ranges reflect trough measurement and are not applicable to specimens collected after dosing. No reference ranges or standard sampling protocols have been established for postdosing tacrolimus levels, but a limited study of liver transplant recipients suggests most patients will show postdose tacrolimus levels ranging from 5.0 to 30.0 ng/mL when collected 1 to 4 hours after dosing. The narrow therapeutic window and high individual pharmacokinetic variability of tacrolimus make regulation of dose by blood concentrations essential. Since 90% of the drug is in the cellular components of blood, especially erythrocytes, whole blood, rather than plasma, concentrations are measured and correlate better with efficacy and toxicity. This assay is specific for tacrolimus; it does not cross-react with cyclosporine, cyclosporine metabolites, sirolimus, sirolimus metabolites, or tacrolimus metabolites. Results by liquid chromatography with detection by tandem mass spectrometry are approximately 30% less than by immunoassay. | Established (trough) tacrolimus reference ranges do not apply to specimens collected after administration of a dose. For trough specimens, order TACRO / Tacrolimus, Blood. | 1. Milone MC, Shaw LM. Therapeutic drugs and their management. In: Rifai N, Chiu RWK, Young I, Burnham CAD, eds. Tietz Textbook of Laboratory Medicine. 7th ed. Elsevier; 2023:420-453 2. Kahan BD, Keown P, Levy GA, Johnston A. Therapeutic drug monitoring of immunosuppressant drugs in clinical practice. Clin Ther. 2002;24(3):330-350 3. Scott LJ, McKeage K, Keam SJ, Plosker GL. Tacrolimus: a further update of its use in the management of organ transplantation. Drugs. 2003;63(12):1247-1297 | Blood specimens are subjected to protein precipitation. The resulting supernatant is analyzed by liquid chromatography tandem mass spectrometry.(Bjergum MW, Jannetto PJ, Langman LJ. Simultaneous determination of tacrolimus and cyclosporine A in whole blood by ultrafast LC-MS/MS. Methods Mol Biol. 2019;1872:111-118. doi:10.1007/978-1-4939-8823-5_11) | Same day/1 to 2 days | 14 days | This test was developed and its performance characteristics determined by Mayo Clinic in a manner consistent with CLIA requirements. It has not been cleared or approved by the US Food and Drug Administration. | 80197 | Tacrolimus, Peak, B | 59822-7 | DOSE1 | Dose, mg | 32594-4
TAPEN | Tapentadol and Metabolite, Random, Urine | Monitoring of compliance utilizing tapentadol Detection and confirmation of the illicit use of tapentadol This test isnot intended for usein employment-related testing. | Liquid Chromatography Tandem Mass Spectrometry (LC-MS/MS) | Yes | Tapentadol and Metabolite, U | Urine | Supplies:Sarstedt Aliquot Tube, 5 mL (T914) Collection Container/Tube:Plastic urine container Submission Container/Tube:Plastic vial Specimen Volume:1 mL Collection Instructions: 1. Collect a random urine specimen. 2. No preservative. | 0.5 mL | Tapentadol, a centrally acting opioid analgesic, is used in the treatment of moderate to severe acute and chronic pain and for the management of neuropathic pain associated with diabetic peripheral neuropathy in adults (extended-release formulation only). Tapentadol acts as an opiate agonist through its binding to mu-opioid receptors and through the inhibition of norepinephrine reuptake. About 97% of the parent drug is metabolized. The major pathway of tapentadol metabolism is conjugation with glucuronic acid to produce glucuronides. Tapentadol and its metabolites (N-desmethyltapentadol and hydroxyl-tapentadol) are excreted almost exclusively via the kidneys, and approximately 70% of the drug is excreted in urine in the conjugated form. The metabolites of tapentadol have no analgesic activity. The half-life of tapentadol is approximately 4 hours. Opioid analgesics have high abuse potential and the regular use of tapentadol may result in physical dependence and tolerance. Tapentadol is a schedule II-controlled substance with abuse liability similar to other opioid agonists. | Cutoff: 25 ng/mL Note:Tapentadol concentrations will be reported quantitatively and N-desmethyltapentadol will be reported qualitatively (Present or Negative). | The presence of tapentadol or N-desmethyltapentadol levels of 25 ng/mL or higher is a strong indicator that the patient has used tapentadol. | Urine concentrations do not correlate well with serum drug levels and are not intended for therapeutic drug management. Results are intended to be interpreted by a physician or health care professional. | 1. Tapentadol.In: Merative Micromedex. Merative; Accessed February 09, 2024. Available at: www.micromedexsolutions.com/ 2. Jutkiewicz EM, Traynor JR. Opioid analgesics. In: Brunton LL, Knollmann BC, eds. Goodman & Gilman's: The Pharmacological Basis of Therapeutics. 14th ed. McGraw-Hill Education; 2023 3. Langman LJ, Bechtel LK, Holstege CP. Clinical toxicology. In: Rifai N, Chiu RWK, Young I, Burnham CAD, Wittwer CT, eds. Tietz Textbook of Laboratory Medicine. 7th ed. Elsevier; 2023:454-454 | Isotopically labeled tapentadol and N-desmethyltapentadol are added to the sample as internal standards. The sample is then diluted with deionized water and the analytes are separated by liquid chromatography and then quantified by mass spectrometry using multiple reaction monitoring.(Unpublished Mayo method) | 2 to 6 days | 14 days | This test was developed and its performance characteristics determined by Mayo Clinic in a manner consistent with CLIA requirements. It has not been cleared or approved by the US Food and Drug Administration. | 80372G0480 (if appropriate) | Tapentadol and Metabolite, U | 101401-8 | 35917 | N-desmethyltapentadol | 65808-8
FIOCA | Tapioca IgE |  | Enzyme Immunoassay (EIA) | Yes | Tapioca IgE | Serum | Draw blood in a plain red-top tube(s), serum gel tube(s) is acceptable. Spin down and send 0.5 mL of serum refrigerated in a plastic vial. | 0.5 mL |  | <0.35 kU/L | Class IgE (kU/L) Comment 0 <0.35 Below Detection 1 0.35-0.69 Low Positive 2 0.70-3.49 Moderate Positive 3 3.50-17.49 Positive 4 17.50-49.99 Strong Positive 5 >=50 Very Strong Positive |  |  | The conventional EIA uses allergen-coated discs from several suppliers and an enzyme-labeled anti-IgE. | 2 to 7 days |  | This test was developed and its performance characteristics determined by Viracor Eurofins. It has not been cleared or approved by the U.S. Food and Drug Administration. | 86003 | Tapioca IgE | 7733-9 | Z4007 | CLASS | 102623-6
TBSU | Targeted Benzodiazepine Screen, Random, Urine | Determining compliance or identifying illicit benzodiazepine drug use This test isnot intended foremployment-related testing. | Liquid Chromatography Tandem Mass Spectrometry, High-Resolution Accurate Mass (LC-MS/MS HRAM) | Yes | Targeted Benzodiazepine Screen, U | Urine | Supplies:Sarstedt Aliquot Tube 5 mL (T914) Collection Container/Tube:Plastic urine container Submission Container/Tube:Plastic, 5-mL tube Specimen Volume:1 mL Collection Instructions: 1. Collect a random urine specimen. 2. No preservative | 0.5 mL | Benzodiazepines represent a large family of medications used to treat a wide range of disorders from anxiety to seizures, and they are also used in pain management. With a high risk for abuse and diversion, professional practice guidelines recommend compliance monitoring for these medications using urine drug tests. However, traditional benzodiazepine immunoassays suffer from a lack of cross-reactivity with all the benzodiazepines, so many compliant patients taking either clonazepam (Klonopin) or lorazepam (Ativan) may screen negative by immunoassay but are positive when confirmatory testing is done. The new targeted benzodiazepine screening test provides a more sensitive and specific test to check for compliance to all the commonly prescribed benzodiazepines and looks for both the parent drug and its metabolites in the urine. | Not detected Cutoff concentrations: Alprazolam: 10 ng/mL Alpha-hydroxyalprazolam: 10 ng/mL Alpha-hydroxyalprazolam glucuronide: 50 ng/mL Chlordiazepoxide: 10 ng/mL Clobazam: 10 ng/mL N-Desmethylclobazam: 200 ng/mL Clonazepam: 10 ng/mL 7-Aminoclonazepam: 10 ng/mL Diazepam: 10 ng/mL Nordiazepam: 10 ng/mL Flunitrazepam: 10 ng/mL 7-Aminoflunitrazepam: 10 ng/mL Flurazepam: 10 ng/mL 2-Hydroxy ethyl flurazepam: 10 ng/mL Lorazepam: 10 ng/mL Lorazepam glucuronide: 50 ng/mL Midazolam: 10 ng/mL Alpha-hydroxy midazolam: 10 ng/mL Oxazepam: 10 ng/mL Oxazepam glucuronide: 50 ng/mL Prazepam: 10 ng/mL Temazepam: 10 ng/mL Temazepam glucuronide: 50 ng/mL Triazolam: 10 ng/mL Alpha-hydroxy triazolam: 10 ng/mL Zolpidem: 10 ng/mL Zolpidem phenyl-4-carboxylic acid: 10 ng/mL | If a benzodiazepine or its corresponding metabolites is identified (present), it indicates that the patient has used the respective benzodiazepine in the recent past. The absence of expected benzodiazepines or their metabolites may indicate noncompliance, inappropriate timing of specimen collection relative to drug administration, poor drug absorption, diluted or adulterated urine, or limitations of testing. The concentration of the drug must be greater than or equal to the cutoff to be reported as present. If a specific drug concentration is required, the laboratory must be contacted within 2 weeks of specimen collection/testing to request quantification by a second analytical technique at an additional charge. | No significant cautionary statements | 1. Jannetto PJ, Bratanow NC, Clark WA, et al. Executive summary: American Association of Clinical Chemistry Laboratory Medicine Practice Guideline-Using clinical laboratory tests to monitor drug therapy in pain management patients. J Appl Lab Med. 2018;2(4):489-526 2.Langman LJ, Bechtel LK, Holstege CP. Clinical toxicology. In: Rifai N, Chiu RWK, Young I, Burnham CAD, Wittwer CT, eds. Tietz Textbook of Laboratory Medicine. 7th ed. Elsevier; 2023:chap 43 | The urine sample is diluted with internal standard and then analyzed by liquid chromatography tandem mass spectrometry using a high-resolution accurate mass orbitrap detector.(Unpublished Mayo method) | 3 to 4 days | 14 days | This test was developed and its performance characteristics determined by Mayo Clinic in a manner consistent with CLIA requirements. It has not been cleared or approved by the US Food and Drug Administration. | 80347G0480 (if appropriate) | Targeted Benzodiazepine Screen, U | 94117-9 | LPPB | List prescribed benzodiazepines | 29305-0
TABSU | Targeted Benzodiazepine Screen, Random, Urine | Qualitatively (present vs not detected) identifying 27 benzodiazepine compounds (parent drug and metabolites) in urine to help determine compliance or identify illicit benzodiazepine drug use This test isnot intended foremployment-related testing. | Only orderable as part of profile. For more information see: -CSMPU / Controlled Substance Monitoring Panel, Random, Urine -ADMPU / Addiction Medicine Profile with Reflex, 22 Drug Classes, High Resolution Mass Spectrometry and Immunoassay Screen, Random, Urine -CSMEU / Controlled Substance Monitoring Enhanced Profile with Reflex, 21 Drug Classes, High Resolution Mass Spectrometry and Immunoassay Screen, Random, Urine -CSMTU / Controlled Substance Monitoring Targeted Profile, 17 Drug Classes, Mass Spectrometry, Random, Urine -TBSU / Targeted Benzodiazepine Screen, Random, Urine Liquid Chromatography Tandem Mass Spectrometry, High-Resolution Accurate Mass (LC-MS/MS HRAM) | Yes | Targeted Benzodiazepine Screen, U | Urine | Only orderable as part of profile. For more information see: -CSMPU / Controlled Substance Monitoring Panel, Random, Urine -ADMPU /Addiction Medicine Profile with Reflex, 22 Drug Classes, High Resolution Mass Spectrometry and Immunoassay Screen, Random, Urine -CSMEU / Controlled Substance Monitoring Enhanced Profile with Reflex, 21 Drug Classes, High Resolution Mass Spectrometry and Immunoassay Screen, Random, Urine -CSMTU / Controlled Substance Monitoring Targeted Profile, 17 Drug Classes, Mass Spectrometry, Random, Urine -TBSU / Targeted Benzodiazepine Screen, Random, Urine Supplies:Sarstedt Aliquot Tube 5 mL (T914) Collection Container/Tube:Plastic urine container Submission Container/Tube:Plastic, 5-mL tube Specimen Volume:1 mL Collection Instructions: 1. Collect a random urine specimen. 2. No preservative | 0.5 mL | Benzodiazepines represent a large family of medications used to treat a wide range of disorders from anxiety to seizures, and they are also used in pain management. With a high risk for abuse/diversion, professional practice guidelines recommend compliance monitoring for these medications using urine drug tests. However, traditional benzodiazepine immunoassays suffer from a lack of cross-reactivity with all the benzodiazepines, so many compliant patients taking either clonazepam (Klonopin) or lorazepam (Ativan) may screen negative by immunoassay but are positive when confirmatory testing is done. The new targeted benzodiazepine screening test provides a more sensitive and specific test to check for compliance to all the commonly prescribed benzodiazepines and looks for both the parent drug and its metabolites in the urine. | Only orderable as part of profile. For more information see: -CSMPU / Controlled Substance Monitoring Panel, Random, Urine -ADMPU /Addiction Medicine Profile with Reflex, 22 Drug Classes, High Resolution Mass Spectrometry and Immunoassay Screen, Random, Urine -CSMEU / Controlled Substance Monitoring Enhanced Profile with Reflex, 21 Drug Classes, High Resolution Mass Spectrometry and Immunoassay Screen, Random, Urine -CSMTU / Controlled Substance Monitoring Targeted Profile, 17 Drug Classes, Mass Spectrometry, Random, Urine -TBSU / Targeted Benzodiazepine Screen, Random, Urine Not detected Cutoff concentrations: Alprazolam: 10 ng/mL Alpha-hydroxyalprazolam: 10 ng/mL Alpha-hydroxyalprazolam glucuronide: 50 ng/mL Chlordiazepoxide: 10 ng/mL Clobazam: 10 ng/mL N-desmethylclobazam: 200 ng/mL Clonazepam: 10 ng/mL 7-Aminoclonazepam: 10 ng/mL Diazepam: 10 ng/mL Nordiazepam: 10 ng/mL Flunitrazepam: 10 ng/mL 7-Aminoflunitrazepam: 10 ng/mL Flurazepam: 10 ng/mL 2-Hydroxy ethyl flurazepam: 10 ng/mL Lorazepam: 10 ng/mL Lorazepam glucuronide: 50 ng/mL Midazolam: 10 ng/mL Alpha-hydroxy midazolam: 10 ng/mL Oxazepam: 10 ng/mL Oxazepam glucuronide: 50 ng/mL Prazepam: 10 ng/mL Temazepam: 10 ng/mL Temazepam glucuronide: 50 ng/mL Triazolam: 10 ng/mL Alpha-hydroxy triazolam: 10 ng/mL Zolpidem: 10 ng/mL Zolpidem phenyl-4-carboxylic acid: 10 ng/mL | If a benzodiazepine or its corresponding metabolites is identified (present), it indicates that the patient has used the respective benzodiazepine in the recent past. The absence of expected benzodiazepines or their metabolites may indicate noncompliance, inappropriate timing of specimen collection relative to drug administration, poor drug absorption, diluted or adulterated urine, or limitations of testing. The concentration of the drug must be greater than or equal to the cutoff to be reported as present. If a specific drug concentration is required, the laboratory must be contacted within 2 weeks of specimen collection/testing to request quantification by a second analytical technique at an additional charge. | No significant cautionary statements | 1. Jannetto PJ, Bratanow NC, Clark WA, et al. Executive summary: American Association of Clinical Chemistry Laboratory Medicine Practice Guideline-Using clinical laboratory tests to monitor drug therapy in pain management patients. J Appl Lab Med. 2018;2(4):489-526 2.Langman LJ, Bechtel LK, Holstege CP. Clinical toxicology. In: Rifai N, Chiu RWK, Young I, Burnham CAD, Wittwer CT, eds. Tietz Textbook of Laboratory Medicine. 7th ed. Elsevier; 2023:chap 43 | The urine sample is diluted with internal standard and then analyzed by liquid chromatography tandem mass spectrometry using a high-resolution accurate mass orbitrap detector.(Unpublished Mayo method) | 3 to 4 days | 14 days | This test was developed and its performance characteristics determined by Mayo Clinic in a manner consistent with CLIA requirements. It has not been cleared or approved by the US Food and Drug Administration. | 80347G0480 (if appropriate) | Targeted Benzodiazepine Screen, U | 94117-9 | 604949 | Benzodiazepine Interpretation | 69050-3
TOPSU | Targeted Opioid Screen, Random, Urine | Qualitatively (present vs not detected) identifying 33 opioid compounds (parent drug and metabolites) in urine to help determine compliance or identify illicit opioid drug use This test isnot intendedforuse in employment-related testing. | Only orderable as part of profile. For more information see: -CSMPU / Controlled Substance Monitoring Panel, Random, Urine -ADMPU / Addiction Medicine Profile with Reflex, 22 Drug Classes, High Resolution Mass Spectrometry and Immunoassay Screen, Random, Urine -CSMEU / Controlled Substance Monitoring Enhanced Profile with Reflex, 21 Drug Classes, High Resolution Mass Spectrometry and Immunoassay Screen, Random, Urine -CSMTU / Controlled Substance Monitoring Targeted Profile, 17 Drug Classes, Mass Spectrometry, Random, Urine -TOSU / Targeted Opioid Screen, Random, Urine Liquid Chromatography Tandem Mass Spectrometry, High-Resolution Accurate Mass (LC-MS/MS HRAM) | Yes | Targeted Opioid Screen, U | Urine | Only orderable as part of profile. For more information see: -CSMPU / Controlled Substance Monitoring Panel, Random, Urine -ADMPU / Addiction Medicine Profile with Reflex, 22 Drug Classes, High Resolution Mass Spectrometry and Immunoassay Screen, Random, Urine -CSMEU / Controlled Substance Monitoring Enhanced Profile with Reflex, 21 Drug Classes, High Resolution Mass Spectrometry and Immunoassay Screen, Random, Urine -CSMTU / Controlled Substance Monitoring Targeted Profile, 17 Drug Classes, Mass Spectrometry, Random, Urine -TOSU / Targeted Opioid Screen, Random, Urine Supplies:Sarstedt Aliquot Tube, 5 mL (T914) Collection Container/Tube:Plastic urine container Submission Container/Tube:Plastic, 5-mL tube Specimen Volume:1 mL Collection Instructions: 1. Collect a random urine specimen. 2. No preservative | 0.5 mL | Opioids are a large class of medications commonly used to relieve acute and chronic pain or help manage opioid abuse and dependence. Medications that fall into this class include buprenorphine, codeine, fentanyl, hydrocodone, hydromorphone, methadone, morphine, oxycodone, oxymorphone, tapentadol, tramadol, and others. Opioids work by binding to the opioid receptors that are found in the brain, spinal cord, gastrointestinal tract, and other organs. Common side effects of opioids include drowsiness, confusion, nausea, constipation, and, in severe cases, respiratory depression. These are dose dependent and vary with tolerance. These medications can also produce physical and psychological dependence and have a high risk for abuse and diversion, which is one of the main reasons many professional practice guidelines recommend compliance testing in patients prescribed these medications. Opioids are readily absorbed from the gastrointestinal tract, nasal mucosa, lungs, and after subcutaneous or intermuscular injection. Opioids are primarily excreted from the kidney in both free and conjugated forms. This assay does not hydrolyze the urine sample and looks for both parent drugs and metabolites (including glucuronide forms). The detection window for most opioids in urine is approximately 1 to 3 days with longer detection times for some compounds (ie, methadone). | Only orderable as part of profile. For more information see: -CSMPU / Controlled Substance Monitoring Panel, Random, Urine -ADMPU / Addiction Medicine Profile with Reflex, 22 Drug Classes, High Resolution Mass Spectrometry and Immunoassay Screen, Random, Urine -CSMEU / Controlled Substance Monitoring Enhanced Profile with Reflex, 21 Drug Classes, High Resolution Mass Spectrometry and Immunoassay Screen, Random, Urine -CSMTU / Controlled Substance Monitoring Targeted Profile, 17 Drug Classes, Mass Spectrometry, Random, Urine -TOSU / Targeted Opioid Screen, Random, Urine Not detected Cutoff concentrations: Codeine: 25 ng/mL Codeine-6-beta-glucuronide: 100 ng/mL Morphine: 25 ng/mL Morphine-6-beta-glucuronide: 100 ng/mL 6-Monoacetylmorphine: 25 ng/mL Hydrocodone: 25 ng/mL Norhydrocodone: 25 ng/mL Dihydrocodeine: 25 ng/mL Hydromorphone: 25 ng/mL Hydromorphone-3-beta-glucuronide: 100 ng/mL Oxycodone: 25 ng/mL Noroxycodone: 25 ng/mL Oxymorphone: 25 ng/mL Oxymorphone-3-beta-glucuronide: 100 ng/mL Noroxymorphone: 25 ng/mL Fentanyl: 2 ng/mL Norfentanyl: 2 ng/mL Meperidine: 25 ng/mL Normeperidine: 25 ng/mL Naloxone: 25 ng/mL Naloxone-3-beta-glucuronide: 100 ng/mL Methadone: 25 ng/mL 2-Ethylidene-1,5-dimethyl-3,3-diphenylpyrrolidine: 25 ng/mL Propoxyphene: 25 ng/mL Norpropoxyphene: 25 ng/mL Tramadol: 25 ng/mL O-desmethyltramadol: 25 ng/mL Tapentadol: 25 ng/mL N-desmethyltapentadol: 50 ng/mL Tapentadol-beta-glucuronide: 100 ng/mL Buprenorphine: 5 ng/mL Norbuprenorphine: 5 ng/mL Norbuprenorphine glucuronide: 20 ng/mL | If an opioid or its corresponding metabolites is identified (present), it indicates that the patient has used the respective opioid in the recent past. The absence of expected opioids or their metabolites may indicate noncompliance, inappropriate timing of specimen collection relative to drug administration, poor drug absorption, diluted or adulterated urine, or limitations of testing. The concentration of the drug must be greater than or equal to the cutoff to be reported as present. If a specific drug concentration is required, the laboratory must be contacted within 2 weeks of specimen collection/testing to request quantification by a second analytical technique at an additional charge. | No significant cautionary statements | 1.Gutstein HB, Akil H.Opioid analgesics. In: Brunton LL, Lazo JS, Parker KL. Goodman and Gilman's: The Pharmacological Basis of Therapeutics. 11th ed. McGraw-Hill; 2006:chap 21 2. Rovine T, Ferrero CL, American Pain Society. Chronic Pain in America: Roadblocks to Relief. Roper Starch Worldwide, Inc; 1999. Updated October 2, 2001. Accessed July 16, 2024. Available at http://accurateclinic.com/wp-content/uploads/2016/04/Chronic-Pain-In-America-Roadblocks-To-Relief-1999.pdf 3. Magnani B, Kwong T. Urine drug testing for pain management. Clin Lab Med. 2012;32(32):379-390. doi:10.1016/j.cll.2012.07.001 4. Langman LJ, Bechtel LK, Holstege CP. Clinical toxicology. In: Rifai N, Chiu RWK, Young I, Burnham CAD, Wittwer CT, eds. Tietz Textbook of Laboratory Medicine. 7th ed. Elsevier; 2023:chap 43 5. Jannetto PJ, Bratanow NC, Clark WA, et al. Executive Summary: American Association of Clinical Chemistry Laboratory Medicine Practice Guideline-using clinical laboratory tests to monitor drug therapy in pain management patients. J Appl Lab Med. 2018;2(4):489-526 | The urine sample is diluted with internal standard and then analyzed by liquid chromatography tandem mass spectrometry using a high-resolution accurate mass orbitrap detector.(Unpublished Mayo method) | 2 to 4 days | 14 days | This test was developed and its performance characteristics determined by Mayo Clinic in a manner consistent with CLIA requirements. It has not been cleared or approved by the US Food and Drug Administration. | 80364 (G0481 if appropriate) | Targeted Opioid Screen, U | 95796-9 | 65059 | Opioid Interpretation | 69050-3
TOSU | Targeted Opioid Screen, Random, Urine | Determining compliance or identifying illicit opioid drug use using urine specimens This test isnot intended foremployment-related testing. | Liquid Chromatography Tandem Mass Spectrometry, High-Resolution Accurate Mass (LC-MS/MS HRAM) | Yes | Targeted Opioid Screen, U | Urine | Supplies:Sarstedt Aliquot Tube, 5 mL (T914) Collection Container/Tube:Plastic urine container Submission Container/Tube:Plastic, 5-mL tube Specimen Volume:1 mL Collection Instructions: 1. Collect a random urine specimen. 2. No preservative | 0.5 mL | Opioids are a large class of medications commonly used to relieve acute and chronic pain or help manage opioid abuse and dependence. Medications that fall into this class include buprenorphine, codeine, fentanyl, hydrocodone, hydromorphone, methadone, morphine, oxycodone, oxymorphone, tapentadol, tramadol, and others. Opioids work by binding to the opioid receptors that are found in the brain, spinal cord, gastrointestinal tract, and other organs. Common side effects of opioids include drowsiness, confusion, nausea, constipation, and, in severe cases, respiratory depression. These are dose dependent and vary with tolerance. These medications can also produce physical and psychological dependence and have a high risk for abuse and diversion, which is one of the main reasons many professional practice guidelines recommend compliance testing in patients prescribed these medications. Opioids are readily absorbed from the gastrointestinal tract, nasal mucosa, lungs, and after subcutaneous or intermuscular injection. Opioids are primarily excreted from the kidney in both free and conjugated forms. This assay does not hydrolyze the urine sample and looks for both parent drugs and metabolites (including glucuronide forms). The detection window for most opioids in urine is approximately 1 to 3 days with longer detection times for some compounds (ie, methadone). | Not detected Cutoff concentrations: Codeine: 25 ng/mL Codeine-6-beta-glucuronide: 100 ng/mL Morphine: 25 ng/mL Morphine-6-beta-glucuronide: 100 ng/mL 6-monoacetylmorphine: 25 ng/mL Hydrocodone: 25 ng/mL Norhydrocodone: 25 ng/mL Dihydrocodeine: 25 ng/mL Hydromorphone: 25 ng/mL Hydromorphone-3-beta-glucuronide: 100 ng/mL Oxycodone: 25 ng/mL Noroxycodone: 25 ng/mL Oxymorphone: 25 ng/mL Oxymorphone-3-beta-glucuronide: 100 ng/mL Noroxymorphone: 25 ng/mL Fentanyl: 2 ng/mL Norfentanyl: 2 ng/mL Meperidine: 25 ng/mL Normeperidine: 25 ng/mL Naloxone: 25 ng/mL Naloxone-3-beta-glucuronide: 100 ng/mL Methadone: 25 ng/mL 2-Ethylidene-1,5-dimethyl-3,3-diphenylpyrrolidine (EDDP): 25 ng/mL Propoxyphene: 25 ng/mL Norpropoxyphene: 25 ng/mL Tramadol: 25 ng/mL O-desmethyltramadol: 25 ng/mL Tapentadol: 25 ng/mL N-desmethyltapentadol: 50 ng/mL Tapentadol-beta-glucuronide: 100 ng/mL Buprenorphine: 5 ng/mL Norbuprenorphine: 5 ng/mL Norbuprenorphine glucuronide: 20 ng/mL | If an opioid or its corresponding metabolites is identified (present), it indicates that the patient has used the respective opioid in the recent past. The absence of expected opioids or their metabolites may indicate noncompliance, inappropriate timing of specimen collection relative to drug administration, poor drug absorption, diluted or adulterated urine, or limitations of testing. The concentration of the drug must be greater than or equal to the cutoff to be reported as present. If a specific drug concentration is required, the laboratory must be contacted within 2 weeks of specimen collection/testing to request quantification by a second analytical technique at an additional charge. | No significant cautionary statements | 1.Gutstein HB, Akil H.Opioid analgesics. In: Brunton LL, Lazo JS, Parker KL, eds. Goodman and Gilman's: The Pharmacological Basis of Therapeutics. 11th ed. McGraw-Hill; 2006:chap 21 2. Rovine T, Ferrero CL, American Pain Society. Chronic Pain in America: Roadblocks to Relief. Roper Starch Worldwide, Inc; 1999. Updated October 2, 2001. Accessed July 16, 2024. Available at http://accurateclinic.com/wp-content/uploads/2016/04/Chronic-Pain-In-America-Roadblocks-To-Relief-1999.pdf 3. Magnani B, Kwong T. Urine drug testing for pain management. Clin Lab Med. 2012;32(32):379-390 4. Langman LJ, Bechtel LK, Holstege CP. Clinical toxicology. In: Rifai N, Chiu RWK, Young I, Burnham CAD, Wittwer CT, eds. Tietz Textbook of Laboratory Medicine. 7th ed. St Louis, MO: Elsevier; 2023:chap 43 5. Jannetto PJ, Bratanow NC, Clark WA, et al. Executive Summary: American Association of Clinical Chemistry Laboratory Medicine Practice Guideline-using clinical laboratory tests to monitor drug therapy in pain management patients. J Appl Lab Med. 2018;2(4):489-526 | The urine sample is diluted with internal standard and then analyzed by liquid chromatography tandem mass spectrometry using a high resolution-accurate mass orbi-trap detector.(Unpublished Mayo method) | 2 to 4 days | 14 days | This test was developed and its performance characteristics determined by Mayo Clinic in a manner consistent with CLIA requirements. It has not been cleared or approved by the US Food and Drug Administration. | 80364G0481 (if appropriate) | Targeted Opioid Screen, U | 95796-9 | LPPO | List prescribed opioids | 29305-0
TSTIM | Targeted Stimulant Screen, Random, Urine | Aiding in the determination of compliance or identify illicit stimulant drug use This test isnot intendedfor usein employment-related testing. | Only orderable as part of profile. For more information see: -CSMPU / Controlled Substance Monitoring Panel, Random, Urine -ADMPU / Addiction Medicine Profile with Reflex, 22 Drug Classes, High Resolution Mass Spectrometry and Immunoassay Screen, Random, Urine -CSMEU / Controlled Substance Monitoring Enhanced Profile with Reflex, 21 Drug Classes, High Resolution Mass Spectrometry and Immunoassay Screen, Random, Urine -CSMTU / Controlled Substance Monitoring Targeted Profile, 17 Drug Classes, Mass Spectrometry, Random, Urine -TSPU / Targeted Stimulant Screen, Random, Urine Liquid Chromatography Tandem Mass Spectrometry, High-Resolution Accurate Mass (LC-MS/MS HRAM) | Yes | Targeted Stimulant Screen, U | Urine | Only orderable as part of profile. For more information see: -CSMPU / Controlled Substance Monitoring Panel, Random, Urine -ADMPU /Addiction Medicine Profile with Reflex, 22 Drug Classes, High Resolution Mass Spectrometry and Immunoassay Screen, Random, Urine -CSMEU / Controlled Substance Monitoring Enhanced Profile with Reflex, 21 Drug Classes, High Resolution Mass Spectrometry and Immunoassay Screen, Random, Urine -CSMTU / Controlled Substance Monitoring Targeted Profile, 17 Drug Classes, Mass Spectrometry, Random, Urine -TSPU / Targeted Stimulant Screen, Random, Urine Supplies:Sarstedt Aliquot Tube 5 mL (T914) Collection Container/Tube:Plastic urine container Submission Container/Tube:Plastic, 5-mL vial Specimen Volume:1 mL Collection Instructions: 1. Collect a random urine specimen. 2. No preservative | 0.5 mL | Stimulants are sympathomimetic amines that stimulate the central nervous system activity and, in part, suppress the appetite. Amphetamine and methamphetamine are also prescription drugs used in the treatment of narcolepsy and attention-deficit disorder/attention-deficit hyperactivity disorder (ADHD). Methylphenidate is another stimulant used to treat ADHD. Phentermine is indicated for the management of obesity. All other amphetamines (eg, methylenedioxymethamphetamine: MDMA) are Drug Enforcement Administration scheduled Class I compounds. Due to their stimulant effects, the drugs are commonly sold illicitly and abused. Physiological symptoms associated with very high amounts of ingested amphetamine or methamphetamine include elevated blood pressure, dilated pupils, hyperthermia, convulsions, and acute amphetamine psychosis. | Only orderable as part of profile. For more information see: -CSMPU / Controlled Substance Monitoring Panel, Random, Urine -ADMPU /Addiction Medicine Profile with Reflex, 22 Drug Classes, High Resolution Mass Spectrometry and Immunoassay Screen, Random, Urine -CSMEU / Controlled Substance Monitoring Enhanced Profile with Reflex, 21 Drug Classes, High Resolution Mass Spectrometry and Immunoassay Screen, Random, Urine -CSMTU / Controlled Substance Monitoring Targeted Profile, 17 Drug Classes, Mass Spectrometry, Random, Urine -TSPU / Targeted Stimulant Screen, Random, Urine Not detected Cutoff concentrations: Methamphetamine: 100 ng/mL Amphetamine: 100 ng/mL 3,4-Methylenedioxymethamphetamine (MDMA): 100 ng/mL 3,4-Methylenedioxy-N-ethylamphetamine (MDEA): 100 ng/mL 3,4-Methylenedioxyamphetamine (MDA): 100 ng/mL Ephedrine: 100 ng/mL Pseudoephedrine: 100 ng/mL Phentermine: 100 ng/mL Phencyclidine (PCP): 20 ng/mL Methylphenidate: 20 ng/mL Ritalinic acid: 100 ng/mL | If a stimulant or its corresponding metabolite is identified (present), it indicates that the patient has used the respective stimulant in the recent past (typically 1-3 days). The absence of the expected stimulant or its metabolites may indicate noncompliance, inappropriate timing of specimen collection relative to drug administration, poor drug absorption, diluted or adulterated urine, or limitations of testing. The concentration of the drug must be greater than or equal to the cutoff to be reported as present. If a specific drug concentration is required, the laboratory must be contacted within 2 weeks of specimen collection/testing to request quantification by a second analytical technique at an additional charge. | No significant cautionary statements | 1. Jannetto PJ, Bratanow NC, Clark WA, et al. Executive Summary: American Association of Clinical Chemistry Laboratory Medicine Practice Guideline-using clinical laboratory tests to monitor drug therapy in pain management patients. J Appl Lab Med. 2018;2(4):489-526 2.Langman LJ, Bechtel LK, Holstege CP. Clinical toxicology. In: Rifai N, Chiu RWK, Young I, Burnham CAD, Wittwer CT, eds. Tietz Textbook of Laboratory Medicine. 7th ed. Elsevier; 2023:chap 43 3. McMillin GA, Marin SJ, Johnson-Davis KL, Lawlor BG, Strathmann FG. A hybrid approach to urine drug testing using high-resolution mass spectrometry and select immunoassays. Am J Clin Pathol. 2015;143(2):234-240 4. Paterson SM, Moore GA, Florkowski CM, George PM. Determination of methylphenidate and its metabolite ritalinic acid in urine by liquid chromatography/tandem mass spectrometry. J Chromatogr B Analyt Technol Biomed Life Sci. 2012;881-882:20-26 5. Cone EJ, Caplan YH, Black DL, Robert T, Moser F. Urine drug testing of chronic pain patients: licit and illicit drug patterns. J Anal Toxicol. 2008;32(8):530-543 6. Cheze M, Deveaux M, Martin C, Lhermitte M, Pepin G. Simultaneous analysis of six amphetamines and analogues in hair, blood and urine by LC-ESI-MS/MS. Application to the determination of MDMA after low ecstasy intake. Forensic Sci Int. 2007;170(2-3):100-104 7. Concheiro M, dos Santos Sadler Simoes SM, Quintela O, et al. Fast LC–MS/MS method for the determination of amphetamine, methamphetamine, MDA, MDMA, MDEA, MBDB and PMA in urine. Forensic Sci Int. 2007;171(1):44-51. doi:10.1016/j.forsciint.2006.10.004 8. Rovine T, Ferrero CL, American Pain Society. Chronic Pain in America: Roadblocks to Relief. Roper Starch Worldwide, Inc; 1999. Updated October 2, 2001. Accessed July 16, 2024. Available at http://accurateclinic.com/wp-content/uploads/2016/04/Chronic-Pain-In-America-Roadblocks-To-Relief-1999.pdf 9. Bost RO. 3,4-Methylenedioxymethamphetamine (MDMA) and other amphetamine derivatives. J Forensic Sci. 1988;33(2):576-587 | The urine sample is diluted with internal standard and clinical laboratory reagent water and then analyzed by liquid chromatography tandem mass spectrometry using a high-resolution accurate mass orbitrap detector.(Unpublished Mayo method) | 3 to 4 days | 14 days | This test was developed and its performance characteristics determined by Mayo Clinic in a manner consistent with CLIA requirements. It has not been cleared or approved by the US Food and Drug Administration. | 80326G0480 (if appropriate) | Targeted Stimulant Screen, U | 99107-5 | 610284 | Stimulant Interpretation | 54247-2
TSPU | Targeted Stimulant Screen, Random, Urine | Determining compliance or identifying illicit stimulant drug use This test isnot intended foremployment-related testing. | Liquid Chromatography Tandem Mass Spectrometry, High-Resolution Accurate Mass (LC-MS/MS HRAM) | Yes | Targeted Stimulant Screen, U | Urine | Supplies:Sarstedt Aliquot Tube 5 mL (T914) Collection Container/Tube:Plastic urine container Submission Container/Tube:Plastic, 5-mL tube Specimen Volume:1 mL Collection Instructions: 1. Collect a random urine specimen. 2. No preservative | 0.5 mL | Stimulants are sympathomimetic amines that stimulate the central nervous system activity and, in part, suppress the appetite. Amphetamine and methamphetamine are also prescription drugs used in the treatment of narcolepsy and attention-deficit disorder/attention-deficit hyperactivity disorder (ADHD). Methylphenidate is another stimulant used to treat ADHD. Phentermine is indicated for the management of obesity. All other amphetamines (eg, methylenedioxymethamphetamine: MDMA) are Drug Enforcement Administration scheduled Class I compounds. Due to their stimulant effects, the drugs are commonly sold illicitly and abused. Physiological symptoms associated with very high amounts of ingested amphetamine or methamphetamine include elevated blood pressure, dilated pupils, hyperthermia, convulsions, and acute amphetamine psychosis. | Not detected Cutoff concentrations: Methamphetamine: 100 ng/mL Amphetamines: 100 ng/mL 3,4-Methylenedioxymethamphetamine (MDMA): 100 ng/mL 3,4-Methylenedioxy-N-ethylamphetamine (MDEA): 100 ng/mL 3,4-Methylenedioxyamphetamine (MDA): 100 ng/mL Ephedrine: 100 ng/mL Pseudoephedrine: 100 ng/mL Phentermine: 100 ng/mL Phencyclidine (PCP): 20 ng/mL Methylphenidate: 20 ng/mL Ritalinic acid: 100 ng/mL | If a stimulant or its corresponding metabolite is identified (present), it indicates that the patient has used the respective stimulant in the recent past (typically 1-3 days). The absence of the expected stimulant or its metabolites may indicate noncompliance, inappropriate timing of specimen collection relative to drug administration, poor drug absorption, diluted or adulterated urine, or limitations of testing. The concentration of the drug must be greater than or equal to the cutoff to be reported as present. If a specific drug concentration is required, the laboratory must be contacted within 2 weeks of specimen collection/testing to request quantification by a second analytical technique at an additional charge. | No significant cautionary statements | 1. Jannetto PJ, Bratanow NC, Clark WA, et al. Executive Summary: American Association of Clinical Chemistry Laboratory Medicine Practice Guideline-using clinical laboratory tests to monitor drug therapy in pain management patients. J Appl Lab Med. 2018;2(4):489-526 2.Langman LJ, Bechtel LK, Holstege CP. Clinical toxicology. In: Rifai N, Chiu RWK, Young I, Burnham CAD, Wittwer CT, eds. Tietz Textbook of Laboratory Medicine. 7th ed. Elsevier; 2023:chap 43 3. McMillin GA, Marin SJ, Johnson-Davis KL, Lawlor BG, Strathmann FG. A hybrid approach to urine drug testing using high-resolution mass spectrometry and select immunoassays. Am J Clin Pathol. 2015;143(2):234-240 4. Paterson SM, Moore GA, Florkowski CM, George PM. Determination of methylphenidate and its metabolite ritalinic acid in urine by liquid chromatography/tandem mass spectrometry. J Chromatogr B Analyt Technol Biomed Life Sci. 2012;881-882:20-26 5. Cone EJ, Caplan YH, Black DL, Robert T, Moser F. Urine drug testing of chronic pain patients: licit and illicit drug patterns. J Anal Toxicol. 2008;32(8):530-543 6. Cheze M, Deveaux M, Martin C, Lhermitte M, Pepin G. Simultaneous analysis of six amphetamines and analogues in hair, blood and urine by LC-ESI-MS/MS. Application to the determination of MDMA after low ecstasy intake. Forensic Sci Int. 2007;170(2-3):100-104 7. Concheiro M, dos Santos Sadler Simoes SM, Quintela O, et al. Fast LC–MS/MS method for the determination of amphetamine, methamphetamine, MDA, MDMA, MDEA, MBDB and PMA in urine. Forensic Sci Int. 2007;171(1):44-51. doi:10.1016/j.forsciint.2006.10.004 8. Rovine T, Ferrero CL, American Pain Society. Chronic Pain in America: Roadblocks to Relief. Roper Starch Worldwide, Inc; 1999. Updated October 2, 2001. Accessed July 16, 2024. Available at http://accurateclinic.com/wp-content/uploads/2016/04/Chronic-Pain-In-America-Roadblocks-To-Relief-1999.pdf 9. Bost RO. 3,4-Methylenedioxymethamphetamine (MDMA) and other amphetamine derivatives. J Forensic Sci. 1988;33(2):576-587 | The urine sample is diluted with internal standard and clinical laboratory reagent water and then analyzed by liquid chromatography tandem mass spectrometry using a high-resolution accurate mass orbitrap detector.(Unpublished Mayo method) | 3 to 4 days | 14 days | This test was developed and its performance characteristics determined by Mayo Clinic in a manner consistent with CLIA requirements. It has not been cleared or approved by the US Food and Drug Administration. | 80326G0480 (if appropriate) | Targeted Stimulant Screen, U | 99107-5 | LPPS | List prescribed stimulants | 29305-0
TARR | Tarragon, IgE, Serum | Establishing the diagnosis of an allergy to taragon Defining the allergen responsible for eliciting signs and symptoms Identifying allergens: -Responsible for allergic response and/or anaphylactic episode -To confirm sensitization prior to beginning immunotherapy -To investigate the specificity of allergic reactions to insect venom allergens, drugs, or chemical allergens Testing for IgE antibodies isnot usefulin patients previously treated with immunotherapy to determine if residual clinical sensitivity exists, or in patients in whom the medical management does not depend upon identification of allergen specificity. | Fluorescence Enzyme Immunoassay (FEIA) | Yes | Tarragon, IgE | Serum | Collection Container/Tube: Preferred:Serum gel Acceptable:Red top Submission Container/Tube:Plastic vial Specimen Volume:0.5 mL for every 5 allergens requested Collection Instructions:Centrifuge and aliquot serum into a plastic vial. | For 1 allergen: 0.3 mL For more than 1 allergen: (0.05 mL x number of allergens) + 0.25 mL dead space | Clinical manifestations of immediate hypersensitivity (allergic) diseases are caused by the release of proinflammatory mediators (histamine, leukotrienes, and prostaglandins) from IgE-sensitized effector cells (mast cells and basophils) when cell-bound IgE antibodies interact with an allergen. In vitro serum testing for IgE antibodies provides an indication of the immune response to allergens that may be associated with allergic disease. The allergens chosen for testing often depend upon the age of the patient, history of allergen exposure, season of the year, and clinical manifestations. In individuals predisposed to develop allergic disease, the sequence of sensitization and clinical manifestations proceed as follows: eczema and respiratory disease (rhinitis and bronchospasm) in infants and children less than 5 years due to food sensitivity (milk, egg, soy, and wheat proteins) followed by respiratory disease (rhinitis and asthma) in older children and adults due to sensitivity to inhalant allergens (dust mite, mold, and pollen inhalants). | Class,IgE kU/L,Interpretation, 0,<0.10,Negative, 0/1,0.10-0.34,Borderline/equivocal, 1,0.35-0.69,Equivocal, 2,0.70-3.49,Positive, 3,3.50-17.4,Positive, 4,17.5-49.9,Strongly positive, 5,50.0-99.9,Strongly positive, 6,> or =100,Strongly positive, | Detection of IgE antibodies in serum (class 1 or greater) indicates an increased likelihood of allergic disease as opposed to other etiologies and defines the allergens that may be responsible for eliciting signs and symptoms. The level of IgE antibodies in serum varies directly with the concentration of IgE antibodies expressed as a class score or kU/L. | Testing for IgE antibodies is not useful in patients previously treated with immunotherapy to determine if residual clinical sensitivity exists or in patients in whom the medical management does not depend upon identification of allergen specificity. Some individuals with clinically insignificant sensitivity to allergens may have measurable levels of IgE antibodies in serum, and test results must be interpreted in the clinical context. False-positive results for IgE antibodies may occur in patients with markedly elevated serum IgE (>2500 kU/L) due to nonspecific binding to allergen solid phases. | Homburger HA, Hamilton RG: Allergic diseases. In: McPherson RA, Pincus MR, eds. Henry's Clinical Diagnosis and Management by Laboratory Methods. 23rd ed. Elsevier; 2017:1057-1070 | Specific IgE from the patient's serum reacts with the allergen of interest, which is covalently coupled to an ImmunoCAP. After washing away nonspecific IgE, enzyme-labeled anti-IgE antibody is added to form a complex. After incubation, unbound anti-IgE is washed away, and the bound complex incubated with a developing agent. After stopping the reaction, the fluorescence of the eluate is measured. Fluorescence is proportional to the amount of specific IgE present in the patient's sample (ie, the higher the fluorescence value, the more IgE antibody is present).(Package insert: ImmunoCAP System Specific IgE FEIA. Phadia; Rev 06/2020) | Same day/1 to 3 days | 14 days | This test was developed and its performance characteristics determined by Mayo Clinic in a manner consistent with CLIA requirements. It has not been cleared or approved by the US Food and Drug Administration. | 86003 | Tarragon, IgE | 11202-9 | TARR | Tarragon, IgE | 11202-9
TRAP | Tartrate-Resistant Acid Phosphatase (TRAP) Immunostain, Technical Component Only | Classification of leukemias and lymphomas | Immunohistochemistry (IHC) | Yes | TRAP IHC, Tech Only | For the initial technical component only immunohistochemical (IHC) stain performed, the appropriate bill-only test ID will be reflexed and charged (IHTOI). For each additional technical component only IHC stain performed, an additional bill-only test ID will be reflexed and charged (IHTOA). | Supplies:Immunostain Technical Only Envelope (T693) Specimen Type:Tissue Container/Tube:Immunostains Technical Only Envelope Preferred:2 Unstained positively charged glass slide (25- x 75- x 1-mm) per test ordered; sections 4-microns thick. Acceptable:Formalin-fixed, paraffin-embedded tissue block |  | Tartrate-resistant acid phosphatase (TRAP) is a basic, iron-binding protein found within the cytoplasmic granules of cells of hairy cell leukemia. TRAP can be useful in distinguishing hairy cell leukemia from other types of B-cell lymphomas. Caution should be used since other types of lymphoma can also be positive, such as marginal zone lymphoma, but usually their staining is less intense. Normal mast cells also express TRAP. |  | This test does not include pathologist interpretation, only technical performance of the stain. If interpretation is required, order PATHC / Pathology Consultation for a full diagnostic evaluation or second opinion of the case. The positive and negative controls are verified as showing appropriate immunoreactivity. If a control tissue is not included on the slide, a scanned image of the relevant quality control tissue is available upon request; call 855-516-8404. Interpretation of this test should be performed in the context of the patient's clinical history and other diagnostic tests by a qualified pathologist. | Age of a cut paraffin section can affect immunoreactivity. Stability thresholds vary widely among published literature and are antigen dependent. Best practice is for paraffin sections to be cut within 6 weeks. | 1. Dunphy CH. Reaction patterns of TRAP and DBA.44 in hairy cell leukemia, hairy cell variant, and nodal and extranodal marginal zone B-cell lymphomas. Appl Immunohistochem Mol Morphol. 2008;16(2):135-139 2. Hoyer JD, Li CY, Yam LT, Hanson CA, Kurtin PJ. Immunohistochemical demonstration of acid phosphatase isoenzyme 5 (tartrate-resistant) in paraffin sections of hairy cell leukemia and other hematologic disorders. Am J Clin Pathol. 1997;108(3):308-315 3. Janckila AJ, Cardwell EM, Yam LT, Li CY. Hairy cell identification by immunohistochemistry of tartrate-resistant acid phosphatase. Blood. 1995;85(10):2839-2844 4. Janckila AJ, Slone SP, Lear SC, Martin A, Yam LT. Tartrate-resistant acid phosphatase as an immunohistochemical marker for inflammatory macrophages. Am J Clin Pathol. 2007;127(4):556-566 5. Sherman MJ, Hanson CA, Hoyer JD. An assessment of the usefulness of immunohistochemical stains in the diagnosis of hairy cell leukemia. Am J Clin Pathol. 2011;136(3):390-399 6. Magaki S, Hojat SA, Wei B, So A, Yong WH. An introduction to the performance of immunohistochemistry. Methods Mol Biol. 2019;1897:289-298. doi:10.1007/978-1-4939-8935-5_25 | Immunohistochemistry on sections of paraffin-embedded tissue.(Unpublished Mayo method) | 1 to 3 days | Until staining is complete. | This test has been cleared, approved, or is exempt by the US Food and Drug Administration and is used per manufacturer's instructions. Performance characteristics were verified by Mayo Clinic in a manner consistent with CLIA requirements. | 88342-TC, primary88341-TC, if additional IHC | TRAP IHC, Tech Only | Order only;no result | 70882 | TRAP IHC, Tech Only | Bill only; no result
TAU3 | TAU 3 Immunostain, Technical Component Only | Diagnosis of neurodegenerative disorders | Immunohistochemistry (IHC) | Yes | TAU 3 IHC, Tech Only | For the initial technical component only immunohistochemical (IHC) stain performed, the appropriate bill-only test ID will be reflexed and charged (IHTOI). For each additional technical component only IHC stain performed, an additional bill-only test ID will be reflexed and charged (IHTOA). | Supplies:Immunostain Technical Only Envelope (T693) Specimen Type:Tissue Container/Tube:Immunostains Technical Only Envelope Preferred:2 Unstained positively charged glass slide (25- x 75- x 1-mm) per test ordered; sections 4-microns thick. Acceptable:Formalin-fixed, paraffin-embedded tissue block |  | The Tau 3 antibody stains microtubule-associated proteins in the brain that are associated with diseases of the central nervous system, especially neurodegenerative disorders. |  | This test does not include pathologist interpretation, only technical performance of the stain. If interpretation is required, order PATHC / Pathology Consultation for a full diagnostic evaluation or second opinion of the case. The positive and negative controls are verified as showing appropriate immunoreactivity. If a control tissue is not included on the slide, a scanned image of the relevant quality control tissue is available upon request; call 855-516-8404. Interpretation of this test should be performed in the context of the patient's clinical history and other diagnostic tests by a qualified pathologist. | Age of a cut paraffin section can affect immunoreactivity. Stability thresholds vary widely among published literature and are antigen dependent. Best practice is for paraffin sections to be cut within 6 weeks. | 1. de Silva R, Lashley T, Ravesz T, et al. Detecting tau isoforms in archival cases. Acta Neuropathol (Berl). 2004;107(2):181-182 2. de Silva R, Lashley T, Strand C, et al. An immunohistochemical study of cases of sporadic and inherited frontotemporal lobar degeneration using 3R- and 4R-specific tau monoclonal antibodies. Acta Neuropathol (Berl). 2006;111(4):329-340 3.Magaki S, Hojat SA, Wei B, So A, Yong WH. An introduction to the performance of immunohistochemistry. Methods Mol Biol. 2019;1897:289-298. doi:10.1007/978-1-4939-8935-5_25 | Immunohistochemistry on sections of paraffin-embedded tissue.(Unpublished Mayo method) | 1 to 3 days | Until staining is complete. | This test has been cleared, approved, or is exempt by the US Food and Drug Administration and is used per manufacturer's instructions. Performance characteristics were verified by Mayo Clinic in a manner consistent with CLIA requirements. | 88342-TC, primary88341-TC, if additional IHC | TAU 3 IHC, Tech Only | Order only;no result | 70899 | TAU 3 IHC, Tech Only | Bill only; no result
TAU4 | TAU 4 Immunostain, Technical Component Only | Diagnosis of neurodegenerative disorders | Immunohistochemistry (IHC) | Yes | TAU 4 IHC, Tech Only | For the initial technical component only immunohistochemical (IHC) stain performed, the appropriate bill-only test ID will be reflexed and charged (IHTOI). For each additional technical component only IHC stain performed, an additional bill-only test ID will be reflexed and charged (IHTOA). | Supplies:Immunostain Technical Only Envelope (T693) Specimen Type:Tissue Container/Tube:Immunostains Technical Only Envelope Preferred:2 Unstained positively charged glass slide (25- x 75- x 1-mm) per test ordered; sections 4-microns thick. Acceptable:Formalin-fixed, paraffin-embedded tissue block |  | The Tau 4 antibody stains microtubule-associated proteins in the brain that are associated with diseases of the central nervous system, especially neurodegenerative disorders. |  | This test does not include pathologist interpretation, only technical performance of the stain. If interpretation is required, order PATHC / Pathology Consultation for a full diagnostic evaluation or second opinion of the case. The positive and negative controls are verified as showing appropriate immunoreactivity. If a control tissue is not included on the slide, a scanned image of the relevant quality control tissue is available upon request; call 855-516-8404. Interpretation of this test should be performed in the context of the patient's clinical history and other diagnostic tests by a qualified pathologist. | Age of a cut paraffin section can affect immunoreactivity. Stability thresholds vary widely among published literature and are antigen dependent. Best practice is for paraffin sections to be cut within 6 weeks. | 1. de Silva R, Lashley T, Revesz T, Lees A, Powers JM. Detecting tau isoforms in archival cases. Acta Neuropathol. 2004;107(2):181-182 2. de Silva R, Lashley T, Strand C, et al. An immunohistochemical study of cases of sporadic and inherited frontotemporal lobar degeneration using 3R- and 4R-specific tau monoclonal antibodies. Acta Neuropathol. 2006;111(4):329-340 3. Magaki S, Hojat SA, Wei B, So A, Yong WH. An introduction to the performance of immunohistochemistry. Methods Mol Biol. 2019;1897:289-298. doi:10.1007/978-1-4939-8935-5_25 | Immunohistochemistry on sections of paraffin-embedded tissue.(Unpublished Mayo method) | 1 to 3 days | Until staining is complete. | This test has been cleared, approved, or is exempt by the US Food and Drug Administration and is used per manufacturer's instructions. Performance characteristics were verified by Mayo Clinic in a manner consistent with CLIA requirements. | 88342-TC, primary88341-TC, if additional IHC | TAU 4 IHC, Tech Only | Order only;no result | 70898 | TAU 4 IHC, Tech Only | Bill only; no result
TAUI | TAU Immunostain, Technical Component Only | Analysis of neurodegenerative disorders | Immunohistochemistry (IHC) | Yes | TAU IHC, Tech Only | For the initial technical component only immunohistochemical (IHC) stain performed, the appropriate bill-only test ID will be reflexed and charged (IHTOI). For each additional technical component only IHC stain performed, an additional bill-only test ID will be reflexed and charged (IHTOA). | Supplies:Immunostain Technical Only Envelope (T693) Specimen Type:Tissue Container/Tube:Immunostains Technical Only Envelope Preferred:2 Unstained positively charged glass slide (25- x 75- x 1-mm) per test ordered; sections 4-microns thick. Acceptable:Formalin-fixed, paraffin-embedded tissue block |  | Tau proteins are microtubule-associated proteins that regulate the dynamics of the microtubule network and are especially involved in the axonal transport and neuronal plasticity. Antibodies to Tau proteins stain the tangles of microtubules associated with Alzheimer cytoskeletal pathology, neurofibrillary tangles, neuropil threads, and neuritic ("senile") plaques. Tau has become important in the analysis of a wide variety of neurodegenerative disorders, including Alzheimer disease, Pick disease, corticobasal degeneration, supranuclear palsy, multisystem atrophy, as well as a recently recognized category of disorders known as tauopathies. |  | This test does not include pathologist interpretation, only technical performance of the stain. If interpretation is required, order PATHC / Pathology Consultation for a full diagnostic evaluation or second opinion of the case. The positive and negative controls are verified as showing appropriate immunoreactivity. If a control tissue is not included on the slide, a scanned image of the relevant quality control tissue is available upon request; call 855-516-8404. Interpretation of this test should be performed in the context of the patient's clinical history and other diagnostic tests by a qualified pathologist. | Age of a cut paraffin section can affect immunoreactivity. Stability thresholds vary widely among published literature and are antigen dependent. Best practice is for paraffin sections to be cut within 6 weeks. | 1. Bigio EH. Making the diagnosis of frontotemporal lobar degeneration. Arch Pathol Lab Med. 2013;137(3):314-325 2. Smith C, Graham DI, Murray LS, Nicoll JA. Tau immunohistochemistry in acute brain injury. Neuropathol Appl Neurobiol. 2003;29(5):496-502 3. Tokuda T, Ikeda S, Yanagisawa N, Ihara Y, Glenner GG. Re-examination of ex-boxers' brains using immunohistochemistry with antibodies to amyloid beta-protein and tau protein. Acta Neuropathol. 1991;82(4):280-285 4. Magaki S, Hojat SA, Wei B, So A, Yong WH. An introduction to the performance of immunohistochemistry. Methods Mol Biol. 2019;1897:289-298. doi:10.1007/978-1-4939-8935-5_25 | Immunohistochemistry on sections of paraffin-embedded tissue.(Unpublished Mayo method) | 1 to 3 days | Until staining is complete. | This test has been cleared, approved, or is exempt by the US Food and Drug Administration and is used per manufacturer's instructions. Performance characteristics were verified by Mayo Clinic in a manner consistent with CLIA requirements. | 88342-TC, primary88341-TC, if additional IHC | TAU IHC, Tech Only | Order only;no result | 70870 | TAU IHC, Tech Only | Bill only; no result
HEXAZ | Tay-Sachs Disease, HEXA Gene, Full Gene Analysis, Varies | Second-tier test for confirming a biochemical diagnosis of Tay-Sachs disease (TSD) Carrier testing of individuals with a family history of TSD but an affected individual is not available for testing or disease-causing mutations have not been identified Testing individuals with enzyme activity consistent with carrier status but negative molecular testing by a panel of common mutations | Polymerase Chain Reaction (PCR) Amplification/DNA Sequencing | Yes | HEXA Gene, Full Gene Analysis | Tay-Sachs and Related Disorders Diagnostic Testing Algorithm | Patient Preparation:A previous bone marrow transplant from an allogenic donor will interfere with testing. Call 800-533-1710 for instructions for testing patients who have received a bone marrow transplant. Specimen Type:Whole blood Container/Tube: Preferred:Lavender top (EDTA) or yellow top (ACD) Acceptable:Any anticoagulant Specimen Volume:3 mL Collection Instructions: 1. Invert several times to mix blood. 2. Send specimen in original tube. | 0.5 mL | Tay-Sachs disease (TSD) is an inherited lysosomal storage disease caused by a deficiency of the enzyme beta-hexosaminidase A. It is characterized by accumulation of GM2 gangliosides in cells of the brain and central nervous system. TheHEXAgene encodes the alpha subunit of beta-hexosaminidase A and mutations in this gene cause TSD. TSD occurs in approximately 1 in 200,000 live births with a carrier frequency of 1 in 250 to 1 in 300 in the general population. The carrier frequency for this disease in individuals of Ashkenazi Jewish ancestry is 1 in 31. The classic form of TSD becomes apparent in infancy when mild motor weakness is noted along with impaired visual acuity and the presence of a "startle response." Other manifestations include progressive neurodegeneration, seizures, and blindness, leading to total incapacitation and death. The subacute and adult-onset types of TSD are characterized by later ages of onset and a broad spectrum of disease symptoms and severity. TSD is inherited in an autosomal recessive manner. Several common mutations in theHEXAgene account for 92% of disease-causing mutations in the Ashkenazi Jewish population. Testing for these mutations is available as a panel, TSDP / Tay-Sachs Disease, Mutation Analysis,HEXA. In non-Ashkenazi Jewish individuals, the detection rate for the common mutations is significantly decreased. Sequencing of the entireHEXAgene detects less common disease-causing mutations. The recommended first-tier test for TSD carrier screening and diagnosis in all patients is a biochemical test that measures hexosaminidase A activity in white blood cells, NAGW / Hexosaminidase A and Total Hexosaminidase, Leukocytes. | An interpretive report will be provided. | All detected alterations are evaluated according to American College of Medical Genetics recommendations.(1) Variants are classified based on known, predicted, or possible pathogenicity and reported with interpretive comments detailing their potential or known significance. | A small percentage of individuals who are carriers or have a diagnosis of Tay-Sachs disease (TSD) may have a mutation that is not identified by this method (eg, large genomic deletions, promoter mutations). The absence of a mutation(s), therefore, does not eliminate the possibility of positive carrier status or the diagnosis of TSD. For carrier testing, it is important to first document the presence of aHEXAgene mutation in an affected family member. In some cases, DNA alterations of undetermined significance may be identified. Rare polymorphisms exist that could lead to false-negative or false-positive results. If results obtained do not match the clinical findings, additional testing should be considered. Test results should be interpreted in the context of clinical findings, family history, and other laboratory data. Errors in our interpretation of results may occur if information given is inaccurate or incomplete. | 1. Richards S, Aziz N, Bale S, et al: Standards and guidelines for the interpretation of sequence variants: a joint consensus recommendation of the American College of Medical Genetics and Genomics and the Association for Molecular Pathology. Genet Med 2015 May;17(5):405-424 2. Gravel RA, Kaback MM, Proia RL, et al: The GM2 gangliosidosis.InThe Metabolic and Molecular Bases of Inherited Disease. Eigth edition. Edited by CR Scriver, AL Beaudet, WS Sly, et al. New York, McGraw-Hill Book Company, 2001, pp 3827-3876 3. ACOG Committee on Genetics: ACOG Committee Opinion #318; Screening for Tay-Sachs disease. Obstet Gynecol 2005;106(4):893-894 | Bidirectional sequence analysis is performed to test for the presence of a mutation in all coding regions and intron/exon boundaries of the beta-hexosaminidase A gene (HEXA).(Unpublished Mayo method) | 14 to 20 days | Whole Blood: 2 weeks (if available) Extracted DNA: 3 months | This test was developed and its performance characteristics determined by Mayo Clinic in a manner consistent with CLIA requirements. It has not been cleared or approved by the US Food and Drug Administration. | 81406 | HEXA Gene, Full Gene Analysis | 76033-0 | 53949 | Released By | 18771-6
FGTEA | Tea IgG |  | Enzyme Immunoassay (FEIA) | No | Tea IgG | Serum | Collection Container/Tube: Preferred: Red Top Acceptable: Serum gel Submission Container/tube: Plastic vial Specimen Volume: 0.5 mL Collection Instructions: 1. Draw blood in a plain red-top tube(s), serum gel tube(s) is acceptable. 2. Centrifuge and aliquot 0.5 mL of serum into a plastic vial. 3. Send refrigerate. | See Specimen Required |  | Reference ranges have not been established for food-specific IgG tests. | The clinical utility of food-specific IgG tests has not been established. These tests can be used in special clinical situations to select foods for evaluation by diet elimination and challenge in patients who have food-related complaints. It should be recognized that the presence of food-specific IgG alone cannot be taken as evidence of food allergy and only indicates immunologic sensitization by the food allergen in question. This test should only be ordered by physicians who recognize the limitations of the test. |  |  |  | 5 to 7 days |  | This test was developed and its performance characteristics determined by Eurofins Viracor. It has not been cleared or approved by the U.S. Food and Drug Administration. | 86001 | Tea IgG | 49723-0 | FGTEA | Tea IgG | 49723-0
TEA | Tea, IgE, Serum | Establishing the diagnosis of an allergy to tea Defining the allergen responsible for eliciting signs and symptoms Identifying allergens: -Responsible for allergic response and/or anaphylactic episode -To confirm sensitization prior to beginning immunotherapy -To investigate the specificity of allergic reactions to insect venom allergens, drugs, or chemical allergens Testing for IgE antibodies isnot usefulin patients previously treated with immunotherapy to determine if residual clinical sensitivity exists, or in patients in whom the medical management does not depend upon identification of allergen specificity. | Fluorescence Enzyme Immunoassay (FEIA) | Yes | Tea, IgE | Serum | Collection Container/Tube: Preferred:Serum gel Acceptable:Red top Submission Container/Tube:Plastic vial Specimen Volume:0.5 mL for every 5 allergens requested Collection Instructions:Centrifuge and aliquot serum into a plastic vial. | For 1 allergen: 0.3 mL For more than 1 allergen: (0.05 mL x number of allergens) + 0.25 mL dead space | Clinical manifestations of immediate hypersensitivity (allergic) diseases are caused by the release of proinflammatory mediators (histamine, leukotrienes, and prostaglandins) from IgE-sensitized effector cells (mast cells and basophils) when cell-bound IgE antibodies interact with an allergen. In vitro serum testing for IgE antibodies provides an indication of the immune response to allergens that may be associated with allergic disease. The allergens chosen for testing often depend upon the age of the patient, history of allergen exposure, season of the year, and clinical manifestations. In individuals predisposed to develop allergic disease, the sequence of sensitization and clinical manifestations proceed as follows: eczema and respiratory disease (rhinitis and bronchospasm) in infants and children less than 5 years due to food sensitivity (milk, egg, soy, and wheat proteins) followed by respiratory disease (rhinitis and asthma) in older children and adults due to sensitivity to inhalant allergens (dust mite, mold, and pollen inhalants). | Class,IgE kU/L,Interpretation, 0,<0.10,Negative, 0/1,0.10-0.34,Borderline/equivocal, 1,0.35-0.69,Equivocal, 2,0.70-3.49,Positive, 3,3.50-17.4,Positive, 4,17.5-49.9,Strongly positive, 5,50.0-99.9,Strongly positive, 6,> or =100,Strongly positive, | Detection of IgE antibodies in serum (class 1 or greater) indicates an increased likelihood of allergic disease as opposed to other etiologies and defines the allergens that may be responsible for eliciting signs and symptoms. The level of IgE antibodies in serum varies directly with the concentration of IgE antibodies expressed as a class score or kU/L. | Testing for IgE antibodies is not useful in patients previously treated with immunotherapy to determine if residual clinical sensitivity exists or in patients in whom the medical management does not depend upon identification of allergen specificity. Some individuals with clinically insignificant sensitivity to allergens may have measurable levels of IgE antibodies in serum, and test results must be interpreted in the clinical context. False-positive results for IgE antibodies may occur in patients with markedly elevated serum IgE (>2500 kU/L) due to nonspecific binding to allergen solid phases. | Homburger HA, Hamilton RG: Allergic diseases. In: McPherson RA, Pincus MR, eds. Henry's Clinical Diagnosis and Management by Laboratory Methods. 23rd ed. Elsevier; 2017:1057-1070 | Specific IgE from the patient's serum reacts with the allergen of interest, which is covalently coupled to an ImmunoCAP. After washing away nonspecific IgE, enzyme-labeled anti-IgE antibody is added to form a complex. After incubation, unbound anti-IgE is washed away, and the bound complex incubated with a developing agent. After stopping the reaction, the fluorescence of the eluate is measured. Fluorescence is proportional to the amount of specific IgE present in the patient's sample (ie, the higher the fluorescence value, the more IgE antibody is present).(Package insert: ImmunoCAP System Specific IgE FEIA. Phadia; Rev 06/2020) | Same day/1 to 3 days | 14 days | This test was developed and its performance characteristics determined by Mayo Clinic in a manner consistent with CLIA requirements. It has not been cleared or approved by the US Food and Drug Administration. | 86003 | Tea, IgE | 6264-6 | TEA | Tea, IgE | 6264-6
NTFPC | Teased Fiber (Bill Only) |  | This test is for billing purposes only. This is not an orderable test. | Yes | Teased Fiber | This test is for billing purposes only. | This test is for billing purposes only. This is not an orderable test. |  |  | This test is for billing purposes only. This is not an orderable test. | [6 empty] | Not Applicable | 88362
TELDP | Telomere Biology Disorders Gene Panel, Varies | Providing a comprehensive genetic evaluation for patients with a personal or family history suggestive of a telomere biology disorder Establishing a diagnosis of a telomere biology disorder, allowing for appropriate management and surveillance for disease features based on the gene and/or variant involved Identifying disease-causing variants within genes known to be associated with increased risk for telomere defects, allowing for predictive testing of at-risk family members | Sequence Capture and Targeted Next-Generation Sequencing (NGS) followed by Polymerase Chain Reaction (PCR) and Sanger Sequencing | Yes | Telomere Disorders Gene Panel | For skin biopsy or cultured fibroblast specimens,fibroblast culture will be performed at an additional charge. If viable cells are not obtained, the client will be notified. | Patient Preparation:A previous bone marrow transplant from an allogenic donor will interfere with testing. Call 800-533-1710 for instructions for testing patients who have received a bone marrow transplant. Submit only 1 of the following specimens: Specimen Type:Whole blood Container/Tube: Preferred:Lavender top (EDTA) or yellow top (ACD) Acceptable:Any anticoagulant Specimen Volume:3 mL Collection Instructions: 1. Invert several times to mix blood. 2. Send whole blood specimen in original tube.Do not aliquot. Specimen Stability Information:Ambient (preferred) 4 days/Refrigerated Specimen Type: Skin biopsy Supplies: Fibroblast Biopsy Transport Media (T115) Container/Tube: Sterile container with any standard cell culture media (eg, minimal essential media, RPMI 1640). The solution should be supplemented with 1% penicillin and streptomycin. Specimen Volume: 4-mm punch Specimen Stability Information: Refrigerated (preferred)/Ambient Additional Information:A separate culture charge will be assessed under CULFB / Fibroblast Culture for Biochemical or Molecular Testing, Chorionic Villi/Products of Conception/Tissue. An additional 3 to 4 weeks is required to culture fibroblasts before genetic testing can occur. SpecimenType: Cultured fibroblasts Container/Tube: T-25 flask SpecimenVolume: 2 Flasks CollectionInstructions: Submit confluent cultured fibroblast cells from a skin biopsy from another laboratory.Cultured cells from a prenatal specimen will not be accepted. Specimen Stability Information: Ambient (preferred)/Refrigerated (<24 hours) Additional Information:A separate culture charge will be assessed under CULFB / Fibroblast Culture for Biochemical or Molecular Testing, Chorionic Villi/Products of Conception/Tissue. An additional 3 to 4 weeks is required to culture fibroblasts before genetic testing can occur. | Whole blood: 1 mL; Skin biopsy or cultured fibroblasts: See Specimen Required | Telomeres are highly specialized structures composed of TTAGGG nucleotide repeats and proteins that protect chromosome ends. Under normal circumstances, telomeres shorten with every cycle of DNA replication. Telomerase is an enzyme complex that can extend the length of the telomere, thus helping to slow the shortening process. Telomerase is most active in highly proliferative tissues, such as lymphocytes, skin, intestine, and bone marrow. Telomere biology disorders (TBD) include a complex group of syndromes characterized by abnormally short telomeres. Telomere length analysis in leukocyte subsets is usually performed by flow fluorescent in situ hybridization. The severity of TBD syndromes is variable, and they may present in children or adults. Symptoms of TBD include bone marrow failure, pulmonary fibrosis, liver disease, gastrointestinal disease, and mucocutaneous abnormalities. The prevalence of cancer in the short telomere syndromes is increased. These cancers are mainly hematological malignancies, such as myelodysplastic syndrome and acute myelogenous leukemia, although some solid tumor prevalence is also increased (eg, oral squamous cell carcinoma). Recognition and diagnosis of underlying TBD is important, as it can help guide treatment decisions. Dyskeratosis congenita (DC) was the first TBD to be described. The subsets of DC include classic DC, Hoyeraal Hreidarsson syndrome (HHS), Revesz syndrome, DC-like conditions, Coats plus syndrome, and isolated subtypes. Patients with the classic forms of DC are usually diagnosed in childhood with a triad of mucocutaneous features, including dysplastic nails, anomalies of skin pigmentation, and oral leukoplakia. Other features may include bone marrow failure, gastrointestinal disease, liver disease, pulmonary fibrosis, a predisposition to certain cancers, and other medical problems. Alternatively, some patients may have one of the 3 classic features of classic DC along with a hypocellular bone marrow. These patients all have very short telomeres (<1% percentile of age) in leukocytes. Patients with HHS have the features of classic DC but additionally have cerebellar hypoplasia, neurological conditions, and severe immunodeficiency. They can also have low T-cell numbers with severe B and natural killer (NK) cell lymphopenia (T+/-B- NK-) reminiscent of severe combined immunodeficiency. In Revesz syndrome, patients have bilateral exudative retinopathy along with other features of DC. Coats plus syndrome is also characterized by bilateral exudative retinopathy in addition to gastrointestinal problems and other symptoms. When a TBD manifests in adulthood, the presentation can be variable according to the severity of the telomere length defect relative to age. A broad umbrella of clinical features could include bone marrow failure, pulmonary fibrosis, liver disease not otherwise classified, myelodysplastic syndrome, acute myeloid leukemia, or early onset of malignancies within the DC grouping. A classification of DC-like may be applied for patients who do not meet the diagnostic criteria of DC but have several features reminiscent of the disease. This could include presence of bone marrow failure, developmental delay, familial history of pulmonary fibrosis, and no other clear diagnosis. The TBD can be inherited in a variety of patterns, including X-linked recessive, autosomal dominant, and autosomal recessive. Approximately 60% to 80% of patients with TBD have variants in the genes evaluated by this panel. In autosomal dominant DC, phenotypes may present at a younger age and more severely in successive generations (genetic anticipation). The genetic anticipation is mediated by the shortened telomeres that are inherited together with the disease-causing variant. It is increasingly recognized that TBD also include syndromes characterized by abnormally long telomeres. Telomere length is controlled, and like short telomeres, long telomeres also have consequences, mainly increased risk of cancers. The genetic basis of these short and long telomere syndromes may be linked to different disease-causing variants in the same genes. Loss-of-function variants inTERTlead to short telomere syndromes as described earlier, whereas gain-of-function variants lead to increased telomere length and autosomal dominant familial melanoma. Similarly, disease-causing variants inACDandTINF2have been described to cause both long and short telomers. Long telomeres caused by these variants lead to increased cancer risk (familial melanoma and thyroid cancer). | An interpretive report will be provided | All detected variants are evaluated according to American College of Medical Genetics and Genomics recommendations.(1) Variants are classified based on known, predicted, or possible pathogenicity and reported with interpretive comments detailing their potential or known significance. | Clinical Correlations: Test results should be interpreted in the context of clinical findings, family history, and other laboratory data. Misinterpretation of results may occur if the information provided is inaccurate or incomplete. If testing was performed because of a clinically significant family history, it is often useful to first test an affected family member. Detection of a reportable variant in an affected family member would allow for more informative testing of at-risk individuals. To discuss the availability of additional testing options or for assistance in the interpretation of these results, contact Mayo Clinic Laboratories genetic counselors at 800-533-1710. Technical Limitations: Next-generation sequencing may not detect all types of genomic variants. In rare cases, false-negative or false-positive results may occur. The depth of coverage may be variable for some target regions; assay performance below the minimum acceptable criteria or for failed regions will be noted. Given these limitations, negative results do not rule out the diagnosis of a genetic disorder. If a specific clinical disorder is suspected, evaluation by alternative methods can be considered. There may be regions of genes that cannot be effectively evaluated by sequencing or deletion and duplication analysis as a result of technical limitations of the assay, including regions of homology, high guanine-cytosine (GC) content, and repetitive sequences. Confirmation of select reportable variants will be performed by alternate methodologies based on internal laboratory criteria. This test is validated to detect 95% of deletions up to 75 base pairs (bp) and insertions up to 47 bp. Deletions-insertions (delins) of 40 or more bp, including mobile element insertions, may be less reliably detected than smaller delins. Deletion/Duplication Analysis: This analysis targets single and multi-exon deletions/duplications; however, in some instances, single exon resolution cannot be achieved due to isolated reduction in sequence coverage or inherent genomic complexity. Balanced structural rearrangements (such as translocations and inversions) may not be detected. This test is not designed to detect low levels of mosaicism or to differentiate between somatic and germline variants. If there is a possibility that any detected variant is somatic, additional testing may be necessary to clarify the significance of results. Genes may be added or removed based on updated clinical relevance. For the most up to date list of genes included in this test and detailed information regarding gene specific performance and technical limitations, see Method Description or contact a laboratory genetic counselor. If the patient has had an allogeneic hematopoietic stem cell transplant or a recent non-leukoreduced blood transfusion, results may be inaccurate due to the presence of donor DNA. Call Mayo Clinic Laboratories for instructions for testing patients who have received a bone marrow transplant. Reclassification of Variants: Currently, it is not standard practice for the laboratory to systematically review previously classified variants on a regular basis. The laboratory encourages health care providers to contact the laboratory at any time to learn how the classification of a particular variant may have changed over time. Due to broadening genetic knowledge, it is possible that the laboratory may discover new information of relevance to the patient. Should that occur, the laboratory may issue an amended report. Variant Evaluation: Evaluation and categorization of variants are performed using published American College of Medical Genetics and Genomics and the Association for Molecular Pathology recommendations as a guideline.(1) Other gene-specific guidelines may also be considered. Variants are classified based on known, predicted, or possible pathogenicity and reported with interpretive comments detailing their potential or known significance. Variants classified as benign or likely benign are not reported. Multiple in silico evaluation tools may be used to assist in the interpretation of these results. The accuracy of predictions made by in silico evaluation tools is highly dependent upon the data available for a given gene, and periodic updates to these tools may cause predictions to change over time. Results from in silico evaluation tools should be interpreted with caution and professional clinical judgment. Rarely, incidental or secondary findings may implicate another predisposition or presence of active disease. These findings will be carefully reviewed to determine whether they will be reported. | 1. Richards S, Aziz N, Bale S, et al. ACMG Laboratory Quality Assurance Committee: Standards and guidelines for the interpretation of sequence variants: a joint consensus recommendation of the American College of Medical Genetics and Genomics and the Association for Molecular Pathology. Genet Med. 2015;17(5):405-424 2. Podlevsky JD, Bley CJ, Omana RV, Qi X, Chen JJL. The telomerase database. Nucleic Acids Res. 2008;36(Database issue):D339-343. doi:10.1093/nar/gkm700 3. Armanios M. The role of telomeres in human disease. Annu Rev Genomics Hum Genet. 2022 Aug;23:363-381. doi:10.1146/annurev-genom-010422-091101 4. Bluteau O, Sebert M, Leblanc T, et al: A landscape of germ line mutations in a cohort of inherited bone marrow failure patients. Blood. 2018 Feb 15;131(7):717-732. doi: 10.1182/blood-2017-09-806489 5. Lai TP, Wright WE, Shay JW: Comparison of telomere length measurement methods. Philos Trans R Soc Lond B Biol Sci. 2018 Mar 5;373(1741):20160451. doi: 10.1098/rstb.2016.0451 6. Niewisch MR, Savage SA: An update on the biology and management of dyskeratosis congenita and related telomere biology disorders. Expert Rev Hematol. 2019;12(12):1037-1052. doi:10.1080/17474086.2019.1662720 7. Grill S, Nandakumar J. Molecular mechanisms of telomere biology disorders. J Biol Chem. 2021;296:100064. doi:10.1074/jbc.REV120.014017 | Next-generation sequencing (NGS) and/or Sanger sequencing are performed to test for the presence of variants in coding regions and intron/exon boundaries of the genes analyzed, as well as some other regions that have known disease-causing variants. The human genome reference GRCh37/hg19 build was used for sequence read alignment. At least 99% of the bases are covered at a read depth over 30X. Sensitivity is estimated at above 99% for single nucleotide variants, above 94% for deletions/insertions (delins) less than 40 base pairs (bp), and above 95% for deletions up to 75 bp and insertions up to 47 bp. NGS and/or a polymerase chain reaction-based quantitative method is performed to test for the presence of deletions and duplications in the genes analyzed. There may be regions of genes that cannot be effectively evaluated by sequencing or deletion and duplication analysis as a result of technical limitations of the assay, including regions of homology, high guanine-cytosine (GC) content, and repetitive sequences. SeeTargeted Genes and Methodology Details for Telomere Biology Disorders Gene Panelfor details regarding the targeted genes analyzed for each test and specific gene regions not routinely covered.(Unpublished Mayo method) Confirmation of select reportable variants may be performed by alternate methodologies based on internal laboratory criteria. Genes analyzed:ACD, CTC1, DKC1, LIG4, NAF1, NHP2, NOP10, PARN, POT1, RPA1, RTEL1, STN1, TERC, TERT, TINF2, USB1, WRAP53, ZCCHC8 | 28 to 42 days | Whole blood: 2 weeks (if available); Extracted DNA: 3 months; Cultured fibroblasts, skin biopsy: 1 month | This test was developed and its performance characteristics determined by Mayo Clinic in a manner consistent with CLIA requirements. It has not been cleared or approved by the US Food and Drug Administration. | 8144388233- Tissue culture, skin, solid tissue biopsy (if appropriate)88240- Cryopreservation (if appropriate) | Telomere Disorders Gene Panel | 35463-9 | 619899 | Released By | 18771-6
FFTEM | Temazepam (Restoril), Serum |  | Liquid Chromatography/Tandem Mass Spectrometry (LC/MS/MS) | Yes | Temazepam (Restoril) | Varies | Submit only 1 of the following specimens: Plasma Draw blood in a green-top (sodium heparin) tube(s),plasma geltube is not acceptable.Spin down and send 2 mL sodiumheparin plasma refrigerated in a plastic vial. Serum Draw blood in a plain, red-top tube(s),serum gel tube is notacceptable.Spin down and send 2 mL of serum refrigerated in a plastic vial. | 0.3 mL |  | ReferenceRange: 50 - 1000 ng/mL |  |  |  |  | 3 to 7 days | 2 weeks |  | 80346G0480 (if appropriate) | Temazepam (Restoril) | 59750-0 | Z1128 | Temazepam (Restoril) | 59750-0
TDT | Terminal Deoxynucleotidyl Transferase (TdT) Immunostain, Technical Component Only | Classification of leukemias or lymphomas | Immunohistochemistry (IHC) | Yes | TdT IHC, Tech Only | For the initial technical component only immunohistochemical (IHC) stain performed, the appropriate bill-only test ID will be reflexed and charged (IHTOI). For each additional technical component only IHC stain performed, an additional bill-only test ID will be reflexed and charged (IHTOA). | Supplies:Immunostain Technical Only Envelope (T693) Specimen Type:Tissue Container/Tube:Immunostains Technical Only Envelope Preferred:2 Unstained positively charged glass slide (25- x 75- x 1-mm) per test ordered; sections 4-microns thick. Acceptable:Formalin-fixed, paraffin-embedded tissue block |  | Terminal deoxynucleotidyl transferase (TdT) is a nuclear enzyme that adds individual nucleotides to the termini of DNA strands without the use of a DNA template. TdT is expressed normally in cortical thymocytes, immature hematopoietic stem cells, and B and T lymphoblasts. Diagnostically, TdT positivity can be helpful in confirming a diagnosis of lymphoblastic lymphoma or leukemia. Acute myeloid leukemias can also express TdT. |  | This test does not include pathologist interpretation, only technical performance of the stain. If interpretation is required, order PATHC / Pathology Consultation for a full diagnostic evaluation or second opinion of the case. The positive and negative controls are verified as showing appropriate immunoreactivity. If a control tissue is not included on the slide, a scanned image of the relevant quality control tissue is available upon request; call 855-516-8404. Interpretation of this test should be performed in the context of the patient's clinical history and other diagnostic tests by a qualified pathologist. | Age of a cut paraffin section can affect immunoreactivity. Stability thresholds vary widely among published literature and are antigen dependent. Best practice is for paraffin sections to be cut within 6 weeks. | 1. Arber DA, Jenkins KA. Paraffin section immunophenotyping of acute leukemias in bone marrow specimens. Am J Clin Pathol. 1996;106(4):462-468 2. Kang LC, Dunphy CH. Immunoreactivity of MIC2 (CD99) and terminal deoxynucleotidyl transferase in bone marrow clot and core specimens of acute myeloid leukemias and myelodysplastic syndromes. Arch Pathol Lab Med. 2006;130(2):153-157 3. O'Malley DP, Young SK, Perkins SL, et al. Morphologic and immunohistochemical evaluation of splenic hematopoietic proliferations in neoplastic and benign disorders. Mod Pathol. 2005;18(12):1550-1561 4. Pileri SA, Ascani S, Milani M, et al. Acute leukaemia immunophenotyping in bone-marrow routine sections. Br J Hematol. 1999;105(2):394-401 5.Magaki S, Hojat SA, Wei B, So A, Yong WH. An introduction to the performance of immunohistochemistry. Methods Mol Biol. 2019;1897:289-298. doi:10.1007/978-1-4939-8935-5_25 | Immunohistochemistry on sections of paraffin-embedded tissue.(Unpublished Mayo method) | 1 to 3 days | Until staining is complete. | This test has been cleared, approved, or is exempt by the US Food and Drug Administration and is used per manufacturer's instructions. Performance characteristics were verified by Mayo Clinic in a manner consistent with CLIA requirements. | 88342-TC, Primary88341-TC, If additional IHC | TdT IHC, Tech Only | Order only;no result | 70875 | TdT IHC, Tech Only | Bill only; no result
TERTD | TERT Promoter Mutation Analysis, Droplet Digital PCR, Tumor | Identifying specific mutations within theTERTpromoter that assist in tumor diagnosis/classification | Droplet Digital Polymerase Chain Reaction (ddPCR) | Yes | TERT Promoter Analysis ddPCR, Tumor | When this test is ordered, slide review will always be performed at an additional charge. | This assay requires at least 5% nuclei of tumor cells/cells of interest. -Preferred amount of tumor area with sufficient percent tumor nuclei: tissue144 mm(2) -These amounts are cumulative over up to 10 unstained slides and must have adequate percent nuclei of tumor cells/cells of interest. -Tissue fixation: 10% neutral buffered formalin, not decalcified -Cytology fixatives: Cytology smears fixed in alcohol and thin preps fixed with CytoLyt. Preferred: Specimen Type:Tissue block Collection Instructions:Submit a formalin-fixed, paraffin-embedded tissue block with acceptable percent nuclei of tumor cells/cells of interest. Acceptable: Specimen Type:Tissue slides Slides:1 Hematoxylin and eosin stained and 10 unstained Collection Instructions:Submit 1 slide stained with hematoxylin and eosin and 10 unstained, nonbaked slides with 5-micron thick sections. Note:The total amount of required cell nuclei can be obtained by scraping up to 10 slides from the same block. Specimen Type:Cytology slide (direct smears or ThinPrep) Slides:1 to 3 slides Collection Instructions:Submit 1 to 3 slides stained and coverslipped with a preferred total of 3000 nucleated cells or a minimum of at least 350 nucleated cells. Note:Glass coverslips are preferred; plastic coverslips are acceptable but will result in longer turnaround times. Additional Information:Cytology slides will not be returned. | See Specimen Required | TheTERTgene encodes the catalytic subunit of telomerase, an enzyme complex that regulates telomere length. Mutations in theTERTpromoter, primarily involving mutational hotspot positions c.-124 (also known as C228) and c.-146 (also known as C250), increase telomerase activity allowing tumor cells to overcome cellular senescence. In central nervous system (CNS) tumors,TERTpromoter mutations are a diagnostic and grading molecular biomarker in diffuse gliomas and meningioma.TERTpromoter mutations are observed in other CNS tumor types and are not seen in CNS reactive non-neoplastic processes.TERTpromoter mutations are also a molecular biomarker in non-CNS tumors, including hepatocellular tumors, melanoma, myxoid liposarcoma, thyroid carcinoma and urothelial carcinoma. | An interpretive report will be provided. | The interpretation of molecular biomarker analysis includes an overview of the results and the associated diagnostic, prognostic, and therapeutic implications. | A negative (wildtype) result does not rule out the presence of a mutation that may be present but below the limits of detection of this assay. The analytical sensitivity of this assay for mutation detection is 1% mutant copies in a sample with 5% or more tumor cells/cells of interest. This test detectsTERTpromoter mutations in 2 hotspots (C228T and C250T) only. Other alterations within theTERTpromoter are not detectable by this test. Rare genetic alterations (ie, polymorphisms) may be present that could lead to false-negative or false-positive results. Test results should be interpreted in the context of clinical findings, tumor sampling, and other laboratory data. If results obtained do not match other clinical or laboratory findings, contact the laboratory for updated interpretation. Misinterpretation of results may occur if the information provided is inaccurate or incomplete. Reliable results are dependent on adequate specimen collection and processing. This test has been validated on cytology slides and formalin-fixed, paraffin-embedded tissues; other types of fixatives are discouraged. Improper or other treatment of tissues, such as decalcification, may cause droplet digital polymerase chain reaction failure. This test cannot differentiate between somatic and germline alterations. Additional testing may be necessary to clarify the significance of results if there is a potential hereditary risk. | 1. WHO Classification of Tumours Editorial Board: Central nervous system tumours. 5th ed. World Health Organization; 2021. WHO Classification of Tumours, Vol. 6 2. Killela PJ, Reitman ZJ, Jiao Y, et al. TERT promoter mutations occur frequently in gliomas and a subset of tumors derived from cells with low rates of self-renewal. Proc Natl Acad Sci USA. 2013;110(15):6021-6026 3. Koelsche C, Sahm F, Capper D, et al. Distribution of TERT promoter mutations in pediatric and adult tumors of the nervous system. Acta Neuropathol. 2013;126(6):907-915 4. Eckel-Passow JE, Lachance DH, Molinaro AM, et al. Glioma groups based on 1p/19q, IDH, and TERT promoter mutations in tumors. N Engl J Med.2015;372(26):2499-2508 5. Cancer Genome Atlas Research Network, Brat DJ, Verhaak RG, et al. Comprehensive, integrative genomic analysis of diffuse lower-grade gliomas. N Engl J Med. 2015;372(26):2481-2498 6. Huang FW, Hodis E, Xu MJ, et al. Highly recurrent TERT promoter mutations in human melanoma. Science.2013;339(6122):957-959 7. Schulze K, Imbeaud S, Letouze E, et al. Exome sequencing of hepatocellular carcinomas identifies new mutational signatures and potential therapeutic targets. Nat Genet. 2015;47(5):505-511 | Droplet digital polymerase chain reaction method is performed to test for the presence of hotspot c.-124C>T (C228T) and c.-146C>T (C250T) mutations in the promoter region of theTERTgene.(Unpublished Mayo method) Gene GenBank Accession Number Chromosome (Genome build) TERTpromoter NM_198253 Chromosome 5 (GRCh37/hg19) | 6 to 12 days | FFPE tissue block: Unused portions of blocks will be returned 10 to 14 days after testing is complete; FFPE tissue/cytology slides: Unused slides are stored indefinitely and not returned; Digital images are obtained and stored for all slides used in testing. | This test was developed and its performance characteristics determined by Mayo Clinic in a manner consistent with CLIA requirements. It has not been cleared or approved by the US Food and Drug Administration. | 8134588381-Microdissection, manual | TERT Promoter Analysis ddPCR, Tumor | 95778-7 | 618707 | Released By | 18771-6
FFTST | Testosterone, Free and Weakly Bound, With Total Testosterone, LC/MS-MS |  | Ammonium sulfate precipitation; liquid chromatography/tandem mass spectrometry (LC/MS-MS) | Yes | Testosterone,F/WklyBd+T LC/MS | Serum | Collection Container/Tube: Preferred:Red top Acceptable:Serum gel Submission Container/tube:Plastic vial Specimen Volume: 2 mL Collection Instructions: 1. Draw blood in a plain red-top tube(s). 2. Within one hour of collection, centrifuge and aliquot 2 mL serum into a plastic vial. 3. Ship refrigerated. | 1.4 mL (does not allow for repeat testing) |  | Age:,Range (ng/dL):, Premature Infants (26 to 28 weeks) Day 4,59.0-125.0, Premature (31-35 weeks) Day 4,37.0-198.0, Newborns,75.0-400.0, Prepubertal (1 to 10 years),<2.5-10.0, Age:,Range (ng/dL):, Premature Infants (26 to 28 weeks) Day 4,5.0-16.0, Premature (31-35 weeks) Day 4,5.0-22.0, Newborns,20.0-64.0, Prepubertal (1 to 9 years),<2.5-10.0, Tanner Stage (Males),Age (Years),Range (ng/dL),Mean (ng/dL), 1,<9.8,<2.5-10.0,4.9, 2,9.8-14.5,18.0-150.0,42.0, 3,10.7-15.4,100.0-320.0,190.0, 4,11.8-16.2,200.0-620.0,372.0, 5,12.8-17.3,350.0-970.0,546.0, Tanner Stage (Females),Age (Years),Range (ng/dL),Mean (ng/dL), 1,<9.2,<2.5-10.0,4.9, 2,9.2-13.7,7.0-28.0,18.0, 3,10.0-14.4,15.0-35.0,25.0, 4,10.7-15.6,13.0-32.0,22.0, 5,11.8-18.6,20.0-38.0,28.0, > or =18 Years,Range (ng/dL), Males,350.0-1030.0, Females,, Premenopausal,10.0-55.0, Postmenopausal,7.0-40.0, |  |  |  |  | 6 to 10 days |  | This test was developed, and its performance characteristics determined by LabCorp. It has not been cleared or approved by the Food and Drug Administration. | 84410 | Testosterone,F/WklyBd+T LC/MS | Not Provided | Z6081 | Testost. F+W Bound | 2990-0
FFTFD | Testosterone, Free, Mass Spectrometry/Equilibrium Dialysis (Endocrine Sciences) |  | Testosterone: high-pressure liquid chromatography (HPLC)/tandem mass spectrometry Free testosterone: equilibrium dialysis | No | Testosterone, Free MS/Dialysis | Serum | Collection Container/Tube: Preferred:Red top Acceptable: Serum gel Submission Container/Tube:Plastic vial Specimen Volume:2 mL Collection Instructions: 1. Draw blood in a plain red-top tube(s), serum gel tube(s) is acceptable. 2. Within45 minutes of draw, centrifuge and aliquot 2 mL of serum into a plastic vial. 3. Send frozen. Note:To avoid delay in turnaround time when requesting multiple tests, submit separate frozen specimens for each test requested. | 1 mL |  | Age:,Range (ng/dL):, Premature (26-28 weeks) Day 4,59-125, Premature (31-35 weeks) Day 4,37-198, Newborns (1 to 7 months),75-400, Prepubertal (1 to 10 years),<2.5-10, Adults (>18),264-916, Age:,Range (ng/dL):, Premature (26-28 weeks) Day 4,5-16, Premature (31-35 weeks) Day 4,5-22, Newborns (1 to 7 months),20-64, Prepubertal (1 to 9 years),<2.5-10, Premenopausal,10-55, Postmenopausal,7-40, Tanner Stage:,Age (years):,Testosterone (ng/dL):, I,<9.8,<2.5-10, II,9.8-14.5,18-150, III,10.7-15.4,100-320, IV,11.8-16.2,200-620, V,12.8-17.3,350-970, Tanner Stage:,Age (years):,Testosterone (ng/dL):, I,<9.2,<2.5-10, II,9.2-13.7,7-28, III,10.0-14.4,15-35, IV,10.7-15.6,13-32, V,11.8-18.6,20-38, Age:,% Free:,pg/mL, Full-term infants (1-15 days),0.9-1.7,1.5-31, Full-term infants (1-2 months),0.4-0.8,3.3-18, Full-term infants (3-4 months),0.4-1.1,0.7-14, Full-term infants (5-6 months),0.4-1.0,0.4-4.8, Prepubertal children (1-10 years),0.4-0.9,0.15-0.6, Puberty,*,*, Adults,1.5-3.2,52-280, Age:,% Free:,pg/mL, Full-term infants (1-15 days),0.8-1.5,0.5-2.5, Full-term infants (1-2 months),0.4-1.1,0.1-1.3, Full-term infants (3-4 months),0.5-1.0,0.3-1.1, Full-term infants (5-6 months),0.5-0.8,0.2-0.6, Prepubertal children (1-10 years),0.4-0.9,0.15-0.6, Puberty:,*,*, Adults,0.8-1.4,1.1-6.3, |  |  |  |  | 8 to 14 days |  |  | 8440284403 | Testosterone, Free MS/Dialysis | Not Provided | Z6363 | Free Testosterone, Serum | 2991-8
TTBS | Testosterone, Total and Bioavailable, Serum | Recommended second-level test for suspected increases or decreases in physiologically active testosterone: -Assessment of androgen status in cases with suspected or known sex hormone-binding globulin binding abnormalities -Assessment of functional circulating testosterone in early pubertal boys and older men -Assessment of functional circulating testosterone in women with symptoms or signs of hyperandrogenism but normal total testosterone levels -Monitoring of testosterone therapy or antiandrogen therapy in older men and in females | TTST: Liquid Chromatography Tandem Mass Spectrometry (LC-MS/MS) BATS: Differential Precipitation/Liquid Chromatography Tandem Mass Spectrometry (LC-MS/MS) | Yes | Testosterone, Total and Bioavail, S | Serum Red | Supplies:Sarstedt Aliquot Tube, 5 mL (T914) Collection Container/Tube:Red top (serum gel/SST arenotacceptable) Submission Container/Tube:Plastic vial Specimen Volume:1 mL Collection Instructions: Centrifuge and aliquot serum into a plastic vial. | 0.6 mL | Testosterone is the major androgenic hormone. It is responsible for the development of the male external genitalia and secondary sexual characteristics. In female patients, its main role is as an estrogen precursor. In both sexes, it also exerts anabolic effects and influences behavior. In men, testosterone is secreted by the testicular Leydig cells and, to a minor extent, by the adrenal cortex. In premenopausal women, the ovaries are the main source of testosterone, with minor contributions by the adrenals and peripheral tissues. After menopause, ovarian testosterone production is significantly diminished. Testosterone production in testes and ovaries is regulated via pituitary-gonadal feedback involving luteinizing hormone (LH) and, to a lesser degree, inhibins and activins. Most circulating testosterone is bound to sex hormone-binding globulin (SHBG), which, in men, also is called testosterone-binding globulin. A lesser fraction is albumin bound and a small proportion exists as free hormone. Historically, only free testosterone was thought to be the biologically active component. However, testosterone is weakly bound to serum albumin and dissociates freely in the capillary bed, thereby becoming readily available for tissue uptake. All non-SHBG bound testosterone is therefore considered bioavailable. During childhood, excessive production of testosterone induces premature puberty in boys and masculinization in girls. In women, excess testosterone production results in varying degrees of virilization, including hirsutism, acne, oligo-amenorrhea, or infertility. Mild-to-moderate testosterone elevations are usually asymptomatic in male individuals but can cause distressing symptoms in female patients. The exact causes for mild-to-moderate elevations in testosterone often remain obscure. Common causes of pronounced elevations of testosterone include genetic conditions (eg, congenital adrenal hyperplasia), adrenal, testicular, and ovarian tumors, and abuse of testosterone or gonadotrophins by athletes. Decreased testosterone in female individuals causes subtle symptoms. These may include some decline in libido and nonspecific mood changes. In male patients, it results in partial or complete degrees of hypogonadism. This is characterized by changes in male secondary sexual characteristics and reproductive function. The cause is either primary or secondary/tertiary (pituitary/hypothalamic) testicular failure. In men, there also is a gradual, modest but progressive, decline in testosterone production starting between the 4th and 6th decade of life. Since this is associated with a simultaneous increase of SHBG levels, bioavailable testosterone may decline more significantly than apparent total testosterone, causing nonspecific symptoms similar to those observed in testosterone-deficient women. However, severe hypogonadism, consequent to aging, alone is rare. Measurement of total testosterone (TTST / Testosterone, Total, Mass Spectrometry, Serum) is often sufficient for diagnosis, particularly if it is combined with measurements of LH (LH / Luteinizing Hormone [LH], Serum) and follicle stimulating hormone (FSH / Follicle-Stimulating Hormone [FSH], Serum). However, these tests may be insufficient for diagnosis of mild abnormalities of testosterone homeostasis, particularly if abnormalities in SHBG (SHBG1 / Sex Hormone-Binding Globulin, Serum) function or levels are present. Additional measurements of bioavailable or free testosterone (TGRP / Testosterone, Total and Free, Serum) are recommended in this situation. While both bioavailable and free testosterone can be used for the same indications, determination of bioavailable testosterone levels may be superior to free testosterone measurement in most situations. | TESTOSTERONE, TOTAL: Males 0-5 months: 75-400 ng/dL 6 months-9 years: <7-20 ng/dL 10-11 years: <7-130 ng/dL 12-13 years: <7-800 ng/dL 14 years: <7-1,200 ng/dL 15-16 years: 100-1,200 ng/dL 17-18 years: 300-1,200 ng/dL > or =19 years: 240-950 ng/dL Tanner Stages* I (prepubertal): <7-20 II: 8-66 III: 26-800 IV: 85-1,200 V (young adult): 300-950 Females 0-5 months: 20-80 ng/dL 6 months-9 years: <7-20 ng/dL 10-11 years: <7-44 ng/dL 12-16 years: <7-75 ng/dL 17-18 years: 20-75 ng/dL > or =19 years: 8-60 ng/dL Tanner Stages* I (prepubertal): <7-20 II: <7-47 III: 17-75 IV: 20-75 V (young adult): 12-60 *Puberty onset (transition from Tanner stage I to Tanner stage II) occurs for boys at a median age of 11.5 (+/-2) years and for girls at a median age of 10.5 (+/-2) years. There is evidence that it may occur up to 1 year earlier in obese girls and in African American girls. For boys, there is no definite proven relationship between puberty onset and body weight or ethnic origin. Progression through Tanner stages is variable. Tanner stage V (young adult) should be reached by age 18. TESTOSTERONE, BIOAVAILABLE: Males < or =19 years: Not established 20-29 years: 83-257 ng/dL 30-39 years: 72-235 ng/dL 40-49 years: 61-213 ng/dL 50-59 years: 50-190 ng/dL 60-69 years: 40-168 ng/dL > or =70 years: Not established Females (non-oophorectomized) < or =19 years: not established 20-50 years (on oral estrogen): 0.80-4.0 ng/dL 20-50 years (not on oral estrogen): 0.80-10 ng/dL >50 years: Not established | Total testosterone and general interpretation of testosterone abnormalities: In male patients: Decreased testosterone levels indicate partial or complete hypogonadism. In hypogonadism, serum testosterone levels are usually below the reference range. The cause is either primary or secondary/tertiary (pituitary/hypothalamic) testicular failure. Primary testicular failure is associated with increased luteinizing hormone (LH) and follicle stimulating hormone (FSH) levels, and decreased total, bioavailable, and free testosterone levels. Causes include: -Genetic causes (eg, Klinefelter syndrome, XXY males) -Developmental causes (eg, testicular maldescent) -Testicular trauma or ischemia (eg, testicular torsion, surgical mishap during hernia operations) -Infections (eg, mumps) -Autoimmunediseases(eg, autoimmune polyglandular endocrinefailure) -Metabolic disorders (eg, hemochromatosis, liver failure) -Orchidectomy Secondary/tertiary hypogonadism, also known as hypogonadotrophic hypogonadism, shows low testosterone and low, or inappropriately "normal," LH/FSH levels. Causes include: -Inherited or developmental disorders of hypothalamus and pituitary (eg, Kallmann syndrome, congenital hypopituitarism) -Pituitary or hypothalamic tumors -Hyperprolactinemia of any cause -Malnutrition -Excessive exercise -Cranial irradiation -Head trauma -Medical or recreational drugs (eg, estrogens, gonadotropin releasing hormone [GnRH] analogs, cannabis) Increased testosterone levels: -In prepubertal boys, increased levels of testosterone are seen in precocious puberty. Further work-up is necessary to determine the cause of precocious puberty. -In men, testicular or adrenal tumors or androgen abuse might be suspected if testosterone levels exceed the upper limit of the normal range by more than 50%. Monitoring of testosterone replacement therapy: Aim of treatment is normalization of serum testosterone and LH. During treatment with depot-testosterone preparations, trough levels of serum testosterone should still be within the normal range, while peak levels should not be significantly above the normal young adult range. Monitoring of antiandrogen therapy: Aim is usually to suppress testosterone levels to castrate levels or below (no more than 25% of the lower reference range value). In female patients: Decreased testosterone levels may be observed in primary or secondary ovarian failure, analogous to the situation in men, alongside the more prominent changes in female hormone levels. Most women with oophorectomy have a significant decrease in testosterone levels. Increased testosterone levels may be seen in: -Congenital adrenal hyperplasia: Non-classical (mild) variants may not present in childhood but during or after puberty. In addition to testosterone, multiple other androgens or androgen precursors, such as 17-hydroxyprogesterone (OHPG / 17-Hydroxyprogesterone, Serum), are elevated, often to a greater degree than testosterone. - Prepubertal girls: Analogous to boys, but at lower levels, increased levels of testosterone are seen in precocious puberty. -Ovarian or adrenal neoplasms: High estrogen values also may be observed and LH and FSH are low or "normal." Testosterone-producing ovarian or adrenal neoplasms often produce total testosterone values above 200 ng/dL. -Polycystic ovarian syndrome: Hirsutism, acne, menstrual disturbances, insulin resistance, and, frequently, obesity form part of this syndrome. Total testosterone levels may be normal or mildly elevated and uncommonly exceed 200 ng/dL. Monitoring of testosterone replacement therapy: The efficacy of testosterone replacement in female patients is under study. If it is used, then levels should always be kept within the normal range for female. Bioavailable or free testosterone levels should also be monitored to avoid overtreatment. Monitoring of antiandrogen therapy: Antiandrogen therapy is most frequently employed in the management of mild-to-moderate idiopathic female hyperandrogenism, as seen in polycystic ovarian syndrome. Total testosterone levels are a relatively crude guideline for therapy and can be misleading. Therefore, bioavailable or free testosterone (TGRP / Testosterone, Total and Free, Serum) also should be monitored to ensure treatment adequacy. However, there are no universally agreed biochemical end points and the primary treatment end point is the clinical response. Testosterone, Total and Bioavailable: Usually, bioavailable and free testosterone levels parallel the total testosterone levels. However, a number of conditions and medications are known to increase or decrease the sex hormone-binding globulin (SHBG) concentration, which may cause total testosterone concentration to change without necessarily influencing the bioavailable or free testosterone concentration, or vice versa: -Treatment with corticosteroids and sex steroids (particularly oral conjugated estrogen) can result in changes in SHBG levels and availability of sex-steroid binding sites on SHBG. This may make diagnosis of subtle testosterone abnormalities difficult. -Inherited abnormalities in SHBG binding -Liver disease and severe systemic illness -In pubertal boys and adult men, mild decreases of total testosterone without LH abnormalities can be associated with delayed puberty or mild hypogonadism. In this case, either bioavailable or free testosterone measurements are better indicators of mild hypogonadism than determination of total testosterone levels. -In polycystic ovarian syndrome and related conditions, there is often significant insulin resistance, which is associated with low SHBG levels. Consequently, bioavailable or free testosterone levels may be more significantly elevated. Either bioavailable or free testosterone (TGRP / Testosterone, Total and Free, Serum) should be used as supplemental tests to total testosterone in the above situations. The correlation coefficient between bioavailable and free testosterone (by equilibrium dialysis) is 0.9606. However, bioavailable testosterone is usually the preferred test, as it more closely reflects total bioactive testosterone, particularly in older men. Men at this age have elevated SHBG levels and may also have varying albumin levels due to coexisting illnesses. | Early morning testosterone levels in young male individuals are on average 50% higher than p.m. levels. Reference values were established using specimens collected in the morning. Testosterone levels can fluctuate substantially between differentdays, and sometimes even more rapidly. Assessment of androgenstatus should be based on more than a single measurement. The low end of the normal reference range in prepubertal subjectsis not yet established. | 1. Manni A, Pardridge WM, Cefalu W, et al. Bioavailability of albumin-bound testosterone. J Clin Endocrinol Metab. 1985;61(4):705-710 2. New MI, Josso N. Disorders of gonadal differentiation and congenital adrenal hyperplasia. Endocrinol Metab Clin North Am. 1988;17(2):339-366 3. Dumesic DA. Hyperandrogenic anovulation: a new view of polycystic ovary syndrome. Postgrad Obstet Gynecol. 1995;15(13) 4. Morley JE, Perry HM 3rd. Androgen deficiency in aging men: role of testosterone replacement therapy. J Lab Clin Med. 2000;135(5):370-378 5. Goldman AL, Bhasin S, Wu FCW, Krishna M, Matsumoto AM, Jasuja R. A reappraisal of testosterone's binding in circulation: physiological and clinical implications. Endocr Rev. 2017;38(4):302-324. doi:10.1210/er.2017-00025 6. Sizonenko PC, Paunier L: Hormonal changes in puberty III: correlation of plasma dehydroepiandrosterone, testosterone, FSH, and LH with stages of puberty and bone age in normal boys and girls and in patients with Addison's disease or hypogonadism or with premature or late adrenarche. J Clin Endocrinol Metab. 1975;41(5):894-904 7. Goudas VT1, Dumesic DA. Polycystic ovary syndrome. Endocrinol Metab Clin North Am. 1997;26(4):893-912 8. Braunstein GD. Androgen insufficiency in women: summary of critical issues. Fertil Steril. 2002;77 Suppl 4:S94-S99 | Testosterone, Bioavailable: The method is based on the differential precipitation of sex hormone-binding globulin (SHBG). SHBG bound testosterone is precipitated in patient sample, leaving the bioavailable testosterone in the supernatant. After addition of (13)C-labeled testosterone internal standard (IS), the bioavailable testosterone and IS are extracted from the supernatant. The bioavailable testosterone and IS are then derivatized and analyzed by liquid chromatography tandem mass spectrometry (LC-MS/MS). Bioavailable testosterone shows a strong correlation to free testosterone by equilibrium dialysis and may be considered a suitable alternative.(Unpublished Mayo method) Testosterone, Total: Deuterated stable isotope (d3-testosterone) is added to a serum sample as internal standard. Protein is precipitated from the mixture. The testosterone and internal standard are extracted from the resulting supernatant by an online extraction utilizing high-throughput liquid chromatography. This is followed by conventional liquid chromatography and analysis on a tandem mass spectrometer equipped with a heated nebulizer ion source. Epitestosterone does not interfere with this LC-MS/MS method for total testosterone.(Unpublished Mayo method) | 2 to 5 days | 2 weeks | This test was developed and its performance characteristics determined by Mayo Clinic in a manner consistent with CLIA requirements. It has not been cleared or approved by the US Food and Drug Administration. | 8440384410 | Testosterone, Total and Bioavail, S | 58716-2 | 8533 | Testosterone, Total, S | 2986-8
TGRP | Testosterone, Total and Free, Serum | Alternative, second-level test for suspected increases or decreases in physiologically active testosterone: -Assessment of androgen status in cases with suspected or known sex hormone-binding globulin-binding abnormalities -Assessment of functional circulating testosterone in early pubertal boys and older men -Assessment of functional circulating testosterone in women with symptoms or signs of hyperandrogenism but normal total testosterone levels -Monitoring of testosterone therapy or antiandrogen therapy in older men and in female patients | FRTST: Equilibrium Dialysis/Liquid Chromatography Tandem Mass Spectrometry (LC-MS/MS) TTST: Liquid Chromatography Tandem Mass Spectrometry (LC-MS/MS) | Yes | Testosterone, Total and Free, S | Serum Red | Supplies:Sarstedt Aliquot Tube, 5 mL (T914) Collection Container/Tube:Red top (serum gel/SST arenotacceptable) Submission Container/Tube:Plastic vial Specimen Volume:2.5 mL Collection Instructions:Centrifuge and aliquot serum into a plastic vial | 1 mL | Testosterone is the major androgenic hormone. It is responsible for the development of the male external genitalia and secondary sexual characteristics. In female patients, its main role is as an estrogen precursor. In both sexes, it also exerts anabolic effects and influences behavior. In men, testosterone is secreted by the testicular Leydig cells and, to a minor extent, by the adrenal cortex. In premenopausal women, the ovaries are the main source of testosterone with minor contributions by the adrenals and peripheral tissues. After menopause, ovarian testosterone production is significantly diminished. Testosterone production in testes and ovaries is regulated via pituitary-gonadal feedback involving luteinizing hormone (LH) and, to a lesser degree, inhibins and activins. Most circulating testosterone is bound to sex hormone-binding globulin (SHBG), which, in men, also is called testosterone-binding globulin. A lesser fraction is albumin bound and a small proportion exists as free hormone. Historically, only free testosterone was thought to be the biologically active component. However, testosterone is weakly bound to serum albumin and dissociates freely in the capillary bed, thereby becoming readily available for tissue uptake. All non-SHBG-bound testosterone is therefore considered bioavailable. During childhood, excessive production of testosterone induces premature puberty in boys and masculinization in girls. In women, excess testosterone production results in varying degrees of virilization, including hirsutism, acne, oligo-amenorrhea, or infertility. Mild-to-moderate testosterone elevations are usually asymptomatic in male patients but can cause distressing symptoms in female patients. The exact causes for mild-to-moderate elevations in testosterone often remain obscure. Common causes of pronounced elevations of testosterone include genetic conditions (eg, congenital adrenal hyperplasia); adrenal, testicular, and ovarian tumors; and abuse of testosterone or gonadotrophins by athletes. Decreased testosterone in female patients causes subtle symptoms. These may include some decline in libido and nonspecific mood changes. In male patients, it results in partial or complete degrees of hypogonadism. This is characterized by changes in male secondary sexual characteristics and reproductive function. The cause is either primary or secondary/tertiary (pituitary/hypothalamic) testicular failure. In men, there also is a gradual modest but progressive decline in testosterone production starting between the fourth and sixth decades of life. Since this is associated with a simultaneous increase of SHBG levels, bioavailable testosterone may decline more significantly than apparent total testosterone, causing nonspecific symptoms similar to those observed in testosterone deficient women. However, severe hypogonadism, consequent to aging alone, is rare. Measurement of total testosterone (TTST / Testosterone, Total, Mass Spectrometry, Serum) is often sufficient for diagnosis, particularly if it is combined with measurements of LH and follicle-stimulating hormone (LH / Luteinizing Hormone [LH], Serum and FSH / Follicle-Stimulating Hormone [FSH], Serum). However, these tests may be insufficient for diagnosis of mild abnormalities of testosterone homeostasis, particularly if abnormalities in SHBG (SHBG1 / Sex Hormone-Binding Globulin, Serum) function or levels are present. Additional measurements of free testosterone or bioavailable testosterone are recommended in this situation; bioavailable (TTBS / Testosterone, Total and Bioavailable, Serum) is the preferred assay. For more information, seeSteroid Pathways | TESTOSTERONE, FREE Males (adult): 20-<25 years: 5.25-20.7 ng/dL 25-<30 years: 5.05-19.8 ng/dL 30-<35 years: 4.85-19.0 ng/dL 35-<40 years: 4.65-18.1 ng/dL 40-<45 years: 4.46-17.1 ng/dL 45-<50 years: 4.26-16.4 ng/dL 50-<55 years: 4.06-15.6 ng/dL 55-<60 years: 3.87-14.7 ng/dL 60-<65 years: 3.67-13.9 ng/dL 65-<70 years: 3.47-13.0 ng/dL 70-<75 years: 3.28-12.2 ng/dL 75-<80 years: 3.08-11.3 ng/dL 80-<85 years: 2.88-10.5 ng/dL 85-<90 years: 2.69-9.61 ng/dL 90-<95 years: 2.49-8.76 ng/dL 95-100+ years: 2.29-7.91 ng/dL Males (children): <1 year: Term infants 1-15 days: 0.20-3.10 ng/dL* 16 days-1 year: Values decrease gradually from newborn (0.20-3.10 ng/dL) to prepubertal levels *Forest MG, Cathiard AM, Bertrand JA. Total and unbound testosterone levels in the newborn and in normal and hypogonadal children: use of a sensitive radioimmunoassay for testosterone. J Clin Endocrinol Metab. 1973;36(6):1132-1142 1-8 years: <0.13 ng/dL 9 years: <0.13-0.45 ng/dL 10 years: <0.13-1.26 ng/dL 11 years: <0.13-5.52 ng/dL 12 years: <0.13-9.28 ng/dL 13 years: <0.13-12.6 ng/dL 14 years: 0.48-15.3 ng/dL 15 years: 1.62-17.7 ng/dL 16 years: 2.93-19.5 ng/dL 17 years: 4.28-20.9 ng/dL 18 years: 5.40-21.8 ng/dL 19 years: 5.36-21.2 ng/dL Females (adult): 20-<25 years: <0.13-1.08 ng/dL 25-<30 years: <0.13-1.06 ng/dL 30-<35 years: <0.13-1.03 ng/dL 35-<40 years: <0.13-1.00 ng/dL 40-<45 years: <0.13-0.98 ng/dL 45-<50 years: <0.13-0.95 ng/dL 50-<55 years: <0.13-0.92 ng/dL 55-<60 years: <0.13-0.90 ng/dL 60-<65 years: <0.13-0.87 ng/dL 65-<70 years: <0.13-0.84 ng/dL 70-<75 years: <0.13-0.82 ng/dL 75-<80 years: <0.13-0.79 ng/dL 80-<85 years: <0.13-0.76 ng/dL 85-<90 years: <0.13-0.73 ng/dL 90-<95 years: <0.13-0.71 ng/dL 95-100+ years: <0.13-0.68 ng/dL Females (children): <1 year: Term infants 1-15 days: <0.13-0.25 ng/dL* 16 days-1 year: Values decrease gradually from newborn (<0.13-0.25 ng/dL) to prepubertal levels *Forest MG, Cathiard AM, Bertrand JA. Total and unbound testosterone levels in the newborn and in normal and hypogonadal children: use of a sensitive radioimmunoassay for testosterone. J Clin Endocrinol Metab. 1973;36(6):1132-1142 1-4 years: <0.13 ng/dL 5 years: <0.13 ng/dL 6 years: <0.14 ng/dL 7 years: <0.13-0.23 ng/dL 8 years: <0.13-0.34 ng/dL 9 years: <0.13-0.46 ng/dL 10 years: <0.13-0.59 ng/dL 11 years: <0.13-0.72 ng/dL 12 years: <0.13-0.84 ng/dL 13 years: <0.13-0.96 ng/dL 14 years: <0.13-1.06 ng/dL 15-18 years: <0.13-1.09 ng/dL 19 years: <0.13-1.08 ng/dL TESTOSTERONE, TOTAL Males 0-5 months: 75-400 ng/dL 6 months-9 years: <7-20 ng/dL 10-11 years: <7-130 ng/dL 12-13 years: <7-800 ng/dL 14 years: <7-1,200 ng/dL 15-16 years: 100-1,200 ng/dL 17-18 years: 300-1,200 ng/dL > or =19 years: 240-950 ng/dL Tanner Stages** I (prepubertal): <7-20 II: 8-66 III: 26-800 IV: 85-1,200 V (young adult): 300-950 Females 0-5 months: 20-80 ng/dL 6 months-9 years: <7-20 ng/dL 10-11 years: <7-44 ng/dL 12-16 years: <7-75 ng/dL 17-18 years: 20-75 ng/dL > or =19 years: 8-60 ng/dL Tanner Stages** I (prepubertal): <7-20 II: <7-47 III: 17-75 IV: 20-75 V (young adult): 12-60 **Puberty onset (transition from Tanner stage I to Tanner stage II) occurs for boys at a median age of 11.5 (+/-2) years and for girls at a median age of 10.5 (+/-2) years. There is evidence that it may occur up to 1 year earlier in obese girls and in African American girls. For boys, there is no definite proven relationship between puberty onset and body weight or ethnic origin. Progression through Tanner stages is variable. Tanner stage V (young adult) should be reached by age 18. | Total testosterone and general interpretation of testosterone abnormalities: In male patients: Decreased testosterone levels indicate partial or complete hypogonadism. Serum testosterone levels are usually below the reference range. The cause is either primary or secondary/tertiary (pituitary/hypothalamic) testicular failure. Primary testicular failureis associated with increased luteinizing hormone (LH) and follicle-stimulating hormone (FSH) levels, and decreased total, bioavailable, and free testosterone levels. Causes include: -Genetic causes (eg, Klinefelter syndrome, XXY males) -Developmental causes (eg, testicular maldescent) -Testicular trauma or ischemia (eg, testicular torsion, surgical mishap during hernia operations) -Infections (eg,mumps) -Autoimmune diseases (eg, autoimmune polyglandular endocrine failure) -Metabolic disorders (eg, hemochromatosis, liver failure) -Orchidectomy Secondary/tertiary hypogonadism, also known as hypogonadotropic hypogonadism, shows low testosterone and low, or inappropriately "normal," LH/FSH levels; causes include: -Inherited or developmental disorders of hypothalamus and pituitary (eg, Kallmann syndrome, congenital hypopituitarism) -Pituitary or hypothalamic tumors -Hyperprolactinemia of any cause -Malnutrition orexcessive exercise -Cranial irradiation -Head trauma -Medical or recreational drugs (eg, estrogens, gonadotropin releasing hormone [GnRH] analogs, cannabis) Increased testosterone levels: -In prepubertal boys, increased levels of testosterone are seen in precocious puberty. Further workup is necessary to determine the causes of precocious puberty. -In adult men, testicular or adrenal tumors or androgen abuse might be suspected if testosterone levels exceed the upper limit of the normal range by more than 50%. Monitoring of testosterone replacement therapy: Aim of treatment is normalization of serum testosterone and LH. During treatment with depot-testosterone preparations, trough levels of serum testosterone should still be within the normal range, while peak levels should not be significantly above the normal young adult range. Monitoring of antiandrogen therapy: Aim is usually to suppress testosterone levels to castrate levels or below (no more than 25% of the lower reference range value). In female patients: Decreased testosterone levels may be observed in primary or secondary ovarian failure, analogous to the situation in men, alongside the more prominent changes in female hormone levels. Most women with oophorectomy have a significant decrease in testosterone levels. Increased testosterone levels may be seen in: -Congenital adrenal hyperplasia: Non-classical (mild) variants may not present in childhood but during or after puberty. In addition to testosterone, multiple other androgens or androgen precursors are elevated, such as 17-hydroxyprogesterone (OHPG / 17-Hydroxyprogesterone, Serum), often to a greater degree than testosterone. -Prepubertal girls: Analogous to boys, but at lower levels, increased levels of testosterone are seen in precocious puberty. -Ovarian or adrenal neoplasms: High estrogen values also may be observed, and LH and FSH are low or "normal." Testosterone-producing ovarian or adrenal neoplasms often produce total testosterone values above 200 ng/dL. -Polycystic ovarian syndrome: Hirsutism, acne, menstrual disturbances, insulin resistance and, frequently, obesity form part of this syndrome. Total testosterone levels may be normal or mildly elevated and uncommonly above 200 ng/dL. Monitoring of testosterone replacement therapy: The efficacy of testosterone replacement in female patients is under study. If it is used, total testosterone levels should always be kept within the normal range for females. Bioavailable or free testosterone levels also should be monitored to avoid over treatment. Monitoring of antiandrogen therapy: Antiandrogen therapy is most frequently employed in the management of mild-to-moderate idiopathic female hyperandrogenism, as seen in polycystic ovarian syndrome. Total testosterone levels are a relatively crude guideline for therapy and can be misleading. Therefore, bioavailable or free testosterone also should be monitored to ensure treatment adequacy. However, there are no universally agreed biochemical end points and the primary treatment end point is the clinical response. Free testosterone: Usually, bioavailable and free testosterone levels parallel the total testosterone levels. However, a number of conditions and medications are known to increase or decrease the sex hormone-binding globulin (SHBG) concentration, which may cause total testosterone concentration to change without necessarily influencing the bioavailable or free testosterone concentration, or vice versa: -Treatment with corticosteroids and sex steroids (particularly oral conjugated estrogen) can result in changes in SHBG levels and availability of sex-steroid binding sites on SHBG. This may make diagnosis of subtle testosterone abnormalities difficult. -Inherited abnormalities in SHBG binding -Liver disease and severe systemic illness -In pubertal boys and adult men, mild decreases of total testosterone without LH abnormalities can be associated with delayed puberty or mild hypogonadism. In this case, either bioavailable or free testosterone measurements are better indicators of mild hypogonadism than determination of total testosterone levels. -In polycystic ovarian syndrome and related conditions, there is often significant insulin resistance, which is associated with low SHBG levels. Consequently, bioavailable or free testosterone levels may be more significantly elevated. Either bioavailable (TTBS / Testosterone, Total and Bioavailable, Serum) or free testosterone should be used as supplemental tests to total testosterone in the above situations. The correlation coefficient between bioavailable and free testosterone (by equilibrium dialysis) is 0.9606. However, bioavailable testosterone is usually the preferred test, as it more closely reflects total bioactive testosterone, particularly in older men; see TTBS / Testosterone, Total and Bioavailable, Serum. Older men not only have elevated SHBG levels, but albumin levels also may vary due to coexisting illnesses. Cautions Early-morning testosterone levels in young male individuals are, on average, 50% higher than p.m. levels. Reference values were established using specimens collected in the morning. Testosterone levels can fluctuate substantially between different days and sometimes even more rapidly. Assessment of androgen status should be based on more than a single measurement. The low end of the normal reference range for total testosterone in prepubertal subjects is not yet established. While free testosterone can be used for the same indications as bioavailable testosterone, determination of bioavailable testosterone levels may be superior to free testosterone measurement in most situations. | Early-morning testosterone levels in young male individuals are, on average, 50% higher than p.m. levels. Reference values were established using specimens collected in the morning. Testosterone levels can fluctuate substantially between different days,and sometimes even more rapidly. Assessment of androgen statusshould be based on more than a single measurement. The low end of the normal reference range for total testosterone inprepubertal subjects isnot yet established. While free testosterone can be used for the same indications asbioavailable testosterone, determination of bioavailable testosteronelevels may be superior to free testosterone measurement in mostsituations. | 1. Manni A, Pardridge WM, Cefalu W, et al. Bioavailability of albumin-bound testosterone. J Clin Endocrinol Metab. 1985;61(4):705-710 2. New MI, Josso N. Disorders of gonadal differentiation and congenital adrenal hyperplasia. Endocrinol Metab Clin North Am. 1988;17(2):339-366 3. Morley JE, Perry HM 3rd. Androgen deficiency in aging men: role of testosterone replacement therapy. J Lab Clin Med. 2000;135(5):370-378. doi:10.1067/mlc.2000.106455 4. Sizonenko PC, Paunier L. Hormonal changes in puberty III: Correlation of plasma dehydroepiandrosterone, testosterone, FSH, and LH with stages of puberty and bone age in normal boys and girls and in patients with Addison's disease or hypogonadism or with premature or late adrenarche. J Clin Endocrinol Metab. 1975;41(5):894-904. doi:10.1210/jcem-41-5-894 5. Goudas VT, Dumesic DA. Polycystic ovary syndrome. Endocrinol Metab Clin North Am. 1997;26(4):893-912. doi:10.1016/s0889-8529(05)70286-3 6. Braunstein GD. Androgen insufficiency in women: summary of critical issues. Fertil Steril. 2002;77 Suppl 4:S94-S99. doi:10.1016/s0015-0282(02)02962-x 7. Juul A, Skakkebaek NE. Androgens and the ageing male. Hum Reprod Update. 2002;8(5):423-433. doi:10.1093/humupd/8.5.423 8. Hackbarth JS, Hoyne JB, Grebe SK, Singh RJ. Accuracy of calculated free testosterone differs between equations and depends on gender and SHBG concentration. Steroids. 2011;76(1-2):48-55. doi:10.1016/j.steroids.2010.08.008 9. Goldman AL, Bhasin S, Wu FCW, Krishna M, Matsumoto AM, Jasuja R. A reappraisal of testosterone's binding in circulation: Physiological and clinical implications. Endocr Rev. 2017;38(4):302-324. doi:10.1210/er.2017-00025 | Free Testosterone: This method utilizes equilibrium dialysis to analyze and determine the host serum’s binding capacity for testosterone. Patient sample is placed inside a dialysis well that is immersed in dialysis buffer. The sample is dialyzed. During buffered dialysis, any testosterone that is unbound to sex hormone-binding globulin or albumin is free to pass through the semi-permeable dialysis membrane, while testosterone molecules bound to the binding proteins will be held inside the membrane. After dialysis, the buffered dialysate is analyzed for free testosterone by liquid chromatography tandem mass spectrometry (LC-MS/MS) with stable isotope (testosterone-[13]C3) after derivatization.(Unpublished Mayo method) Total Testosterone: Deuterated stable isotope (d3-testosterone) is added to a serum sample as internal standard. Protein is precipitated from the mixture. The testosterone and internal standard are extracted from the resulting supernatant by an on-line extraction utilizing high-throughput liquid chromatography. This is followed by conventional liquid chromatography and analysis on a tandem mass spectrometer equipped with a heated nebulizer ion source. Epitestosterone does not interfere with this LC-MS/MS method for total testosterone.(Unpublished Mayo method) | 3 to 7 days | 2 weeks | This test was developed and its performance characteristics determined by Mayo Clinic in a manner consistent with CLIA requirements. It has not been cleared or approved by the US Food and Drug Administration. | 8440284403 | Testosterone, Total and Free, S | 58952-3 | 8533 | Testosterone, Total, S | 2986-8
TTFB | Testosterone, Total, Bioavailable, and Free, Serum | Second- or third-order test for evaluating testosterone status (eg, whenabnormalities of sex hormone-binding globulin are present) | FRTST: Equilibrium Dialysis/Liquid Chromatography Tandem Mass Spectrometry (LC-MS/MS) TTST: Liquid Chromatography Tandem Mass Spectrometry (LC-MS/MS) BATS: Differential Precipitation/Liquid Chromatography Tandem Mass Spectrometry (LC-MS/MS) | Yes | Testosterone, Total, Bio, Free, S | Serum Red | Supplies:Sarstedt Aliquot Tube, 5 mL (T914) Collection Container/Tube:Red top (serum gel/SST arenotacceptable) Submission Container/Tube:Plastic vial Specimen Volume:3.5 mL Collection Instructions:Centrifuge and aliquot serum into a plastic vial | 2 mL | Testosterone is the major androgenic hormone. It is responsible for the development of the male external genitalia and secondary sexual characteristics. In female patients, its main role is as an estrogen precursor. In both sexes, it also exerts anabolic effects and influences behavior. In men, testosterone is secreted by the testicular Leydig cells and, to a minor extent, by the adrenal cortex. In premenopausal women, the ovaries are the main source of testosterone with minor contributions by the adrenals and peripheral tissues. After menopause, ovarian testosterone production is significantly diminished. Testosterone production in testes and ovaries is regulated via pituitary-gonadal feedback involving luteinizing hormone (LH) and, to a lesser degree, inhibins and activins. Most circulating testosterone is bound to sex hormone-binding globulin (SHBG), which, in men, also is called testosterone-binding globulin. A lesser fraction is albumin bound and a small proportion exists as free hormone. Historically, only free testosterone was thought to be the biologically active component. However, testosterone is weakly bound to serum albumin and dissociates freely in the capillary bed, thereby becoming readily available for tissue uptake. All non-SHBG-bound testosterone is therefore considered bioavailable. During childhood, excessive production of testosterone induces premature puberty in boys and masculinization in girls. In women, excess testosterone production results in varying degrees of virilization, including hirsutism, acne, oligo-amenorrhea, or infertility. Mild-to-moderate testosterone elevations are usually asymptomatic in male patients but can cause distressing symptoms in female patients. The exact causes for mild-to-moderate elevations in testosterone often remain obscure. Common causes of pronounced elevations of testosterone include genetic conditions (eg, congenital adrenal hyperplasia); adrenal, testicular, and ovarian tumors; and abuse of testosterone or gonadotrophins by athletes. Decreased testosterone in female patients causes subtle symptoms. These may include some decline in libido and nonspecific mood changes. In male patients, it results in partial or complete degrees of hypogonadism. This is characterized by changes in male secondary sexual characteristics and reproductive function. The cause is either primary or secondary/tertiary (pituitary/hypothalamic) testicular failure. In men, there also is a gradual, modest but progressive decline in testosterone production starting between the 4th and 6th decades of life. Since this is associated with a simultaneous increase of SHBG levels, bioavailable testosterone may decline more significantly than apparent total testosterone, causing nonspecific symptoms similar to those observed in testosterone-deficient women. However, severe hypogonadism, consequent to aging alone, is rare. Measurement of total testosterone (TTST / Testosterone, Total, Mass Spectrometry, Serum) is often sufficient for diagnosis, particularly if it is combined with measurements of LH and follicle-stimulation hormone (LH / Luteinizing Hormone [LH], Serum and FSH / Follicle-Stimulating Hormone [FSH], Serum). However, these tests may be insufficient for diagnosis of mild abnormalities of testosterone homeostasis, particularly if abnormalities in SHBG (SHBG1 / Sex Hormone-Binding Globulin, Serum) function or levels are present. Additional measurements of free testosterone or bioavailable testosterone are recommended in this situation; bioavailable testosterone (see TTBS / Testosterone, Total and Bioavailable, Serum) is the preferred assay. | TESTOSTERONE, TOTAL Males 0-5 months: 75-400 ng/dL 6 months-9 years: <7-20 ng/dL 10-11 years: <7-130 ng/dL 12-13 years: <7-800 ng/dL 14 years: <7-1,200 ng/dL 15-16 years: 100-1,200 ng/dL 17-18 years: 300-1,200 ng/dL > or =19 years: 240-950 ng/dL Tanner Stages* I (prepubertal): <7-20 II: 8-66 III: 26-800 IV: 85-1,200 V (young adult): 300-950 Females 0-5 months: 20-80 ng/dL 6 months-9 years: <7-20 ng/dL 10-11 years: <7-44 ng/dL 12-16 years: <7-75 ng/dL 17-18 years: 20-75 ng/dL > or =19 years: 8-60 ng/dL Tanner Stages* I (prepubertal): <7-20 II: <7-47 III: 17-75 IV: 20-75 V (young adult): 12-60 *Puberty onset (transition from Tanner stage I to Tanner stage II) occurs for boys at a median age of 11.5 (+/-2) years and for girls at a median age of 10.5 (+/-2) years. There is evidence that it may occur up to 1 year earlier in obese girls and in African American girls. For boys, there is no definite proven relationship between puberty onset and body weight or ethnic origin. Progression through Tanner stages is variable. Tanner stage V (young adult) should be reached by age 18. TESTOSTERONE, FREE Males (adult): 20-<25 years: 5.25-20.7 ng/dL 25-<30 years: 5.05-19.8 ng/dL 30-<35 years: 4.85-19.0 ng/dL 35-<40 years: 4.65-18.1 ng/dL 40-<45 years: 4.46-17.1 ng/dL 45-<50 years: 4.26-16.4 ng/dL 50-<55 years: 4.06-15.6 ng/dL 55-<60 years: 3.87-14.7 ng/dL 60-<65 years: 3.67-13.9 ng/dL 65-<70 years: 3.47-13.0 ng/dL 70-<75 years: 3.28-12.2 ng/dL 75-<80 years: 3.08-11.3 ng/dL 80-<85 years: 2.88-10.5 ng/dL 85-<90 years: 2.69-9.61 ng/dL 90-<95 years: 2.49-8.76 ng/dL 95-100+ years: 2.29-7.91 ng/dL Males (children): <1 year: Term infants 1-15 days: 0.20-3.10 ng/dL* 16 days-1 year: Values decrease gradually from newborn (0.20-3.10 ng/dL) to prepubertal levels *Forest MG, Cathiard AM, Bertrand JA. Total and unbound testosterone levels in the newborn and in normal and hypogonadal children: use of a sensitive radioimmunoassay for testosterone. J Clin Endocrinol Metab. 1973;36(6):1132-1142 1-8 years: <0.13 ng/dL 9 years: <0.13-0.45 ng/dL 10 years: <0.13-1.26 ng/dL 11 years: <0.13-5.52 ng/dL 12 years: <0.13-9.28 ng/dL 13 years: <0.13-12.6 ng/dL 14 years: 0.48-15.3 ng/dL 15 years: 1.62-17.7 ng/dL 16 years: 2.93-19.5 ng/dL 17 years: 4.28-20.9 ng/dL 18 years: 5.40-21.8 ng/dL 19 years: 5.36-21.2 ng/dL Females (adult): 20-<25 years: <0.13-1.08 ng/dL 25-<30 years: <0.13-1.06 ng/dL 30-<35 years: <0.13-1.03 ng/dL 35-<40 years: <0.13-1.00 ng/dL 40-<45 years: <0.13-0.98 ng/dL 45-<50 years: <0.13-0.95 ng/dL 50-<55 years: <0.13-0.92 ng/dL 55-<60 years: <0.13-0.90 ng/dL 60-<65 years: <0.13-0.87 ng/dL 65-<70 years: <0.13-0.84 ng/dL 70-<75 years: <0.13-0.82 ng/dL 75-<80 years: <0.13-0.79 ng/dL 80-<85 years: <0.13-0.76 ng/dL 85-<90 years: <0.13-0.73 ng/dL 90-<95 years: <0.13-0.71 ng/dL 95-100+ years: <0.13-0.68 ng/dL Females (children): <1 year: Term infants 1-15 days: <0.13-0.25 ng/dL* 16 days-1 year: Values decrease gradually from newborn (<0.13-0.25 ng/dL) to prepubertal levels *Forest MG, Cathiard AM, Bertrand JA. Total and unbound testosterone levels in the newborn and in normal and hypogonadal children: use of a sensitive radioimmunoassay for testosterone. J Clin Endocrinol Metab. 1973;36(6):1132-1142 1-4 years: <0.13 ng/dL 5 years: <0.13 ng/dL 6 years: <0.14 ng/dL 7 years: <0.13-0.23 ng/dL 8 years: <0.13-0.34 ng/dL 9 years: <0.13-0.46 ng/dL 10 years: <0.13-0.59 ng/dL 11 years: <0.13-0.72 ng/dL 12 years: <0.13-0.84 ng/dL 13 years: <0.13-0.96 ng/dL 14 years: <0.13-1.06 ng/dL 15-18 years: <0.13-1.09 ng/dL 19 years: <0.13-1.08 ng/dL TESTOSTERONE, BIOAVAILABLE Males < or =19 years: Not established 20-29 years: 83-257 ng/dL 30-39 years: 72-235 ng/dL 40-49 years: 61-213 ng/dL 50-59 years: 50-190 ng/dL 60-69 years: 40-168 ng/dL > or =70 years: Not established Females (non-oophorectomized) < or =19 years: Not established 20-50 years (on oral estrogen): 0.80-4.0 ng/dL 20-50 years (not on oral estrogen): 0.80-10 ng/dL >50 Years: Not established | Total testosterone and general interpretation of testosterone abnormalities: In male patients: Decreased testosterone levels indicate partial or complete hypogonadism. Serum testosterone levels are usually below the reference range. The cause is either primary or secondary/tertiary (pituitary/hypothalamic) testicular failure. Primary testicular failureis associated with increased luteinizing hormone (LH) and follicle stimulating hormone (FSH) levels, and decreased total, bioavailable, and free testosterone levels. Causes include: -Genetic causes (eg, Klinefelter syndrome, XXY males) -Developmental causes (eg, testicular maldescent) -Testicular trauma or ischemia (eg, testicular torsion, surgical mishap during hernia operations) -Infections (eg, mumps) -Autoimmune diseases (eg, autoimmune polyglandular endocrine failure) -Metabolic disorders (eg, hemochromatosis, liver failure) -Orchidectomy Secondary/tertiary hypogonadism, also known as hypogonadotropic hypogonadism, shows low testosterone and low, or inappropriately "normal," LH/FSH levels; causes include: -Inherited or developmental disorders of hypothalamus and pituitary (eg, Kallmann syndrome, congenital hypopituitarism) -Pituitary or hypothalamic tumors -Hyperprolactinemia of any cause -Malnutrition or excessiveexercise -Cranialirradiation -Head trauma -Medical or recreational drugs (eg, estrogens, gonadotropin releasing hormone [GnRH] analogs, cannabis) Increased testosterone levels: -In prepubertal boys, increased levels of testosterone are seen in precocious puberty. Further workup is necessary to determine the cause of precocious puberty -In men, testicular or adrenal tumors or androgen abuse might be suspected if testosterone levels exceed the upper limit of the normal range by more than 50%. Monitoring of testosterone replacement therapy: Aim of treatment is normalization of serum testosterone and LH. During treatment with depot-testosterone preparations, trough levels of serum testosterone should still be within the normal range, while peak levels should not be significantly above the normal young adult range. Monitoring of antiandrogen therapy: Aim is usually to suppress testosterone levels to castrate levels or below (no more than 25% of the lower reference range value). In female patients: Decreased testosterone levels may be observed in primary or secondary ovarian failure, analogous to the situation in men, alongside the more prominent changes in female hormone levels. Most women with oophorectomy have a significant decrease in testosterone levels. Increased testosterone levels may be seen in: -Congenital adrenal hyperplasia: non-classical (mild) variants may not present in childhood but during or after puberty. In addition to testosterone, multiple other androgens or androgen precursors are elevated, such as 17-hydroxyprogesterone (OHPG / 17-Hydroxyprogesterone, Serum), often to a greater degree than testosterone. -Prepubertal girls: analogous to boys, but at lower levels, increased levels of testosterone are seen in precocious puberty. -Ovarian or adrenal neoplasms: high estrogen values also may be observed, and LH and FSH are low or "normal." Testosterone-producing ovarian or adrenal neoplasms often produce total testosterone values greater than 200 ng/dL. -Polycystic ovarian syndrome: hirsutism, acne, menstrual disturbances, insulin resistance and frequently, obesity form part of this syndrome. Total testosterone levels may be normal or mildly elevated and, uncommonly, greater than 200 ng/dL. Monitoring of testosterone replacement therapy: The efficacy of testosterone replacement in females is under study. If it is used, total testosterone levels should always be kept within the normal range for females. Bioavailable or free testosterone levels also should be monitored to avoid overtreatment. Monitoring of antiandrogen therapy: Antiandrogen therapy is most frequently employed in the management of mild-to-moderate idiopathic female hyperandrogenism, as seen in polycystic ovarian syndrome. Total testosterone levels are a relatively crude guideline for therapy and can be misleading. Therefore, bioavailable or free testosterone also should be monitored to ensure treatment adequacy. However, there are no universally agreed biochemical endpoints and the primary treatment end point is the clinical response. Bioavailable and Free Testosterone: Usually, bioavailable and free testosterone levels parallel the total testosterone levels. However, a number of conditions and medications are known to increase or decrease the sex hormone-binding globulin (SHBG) concentration, which may cause total testosterone concentration to change without necessarily influencing the bioavailable or free testosterone concentration or vice versa: -Treatment with corticosteroids and sex steroids (particularly oral conjugated estrogen) can result in changes in SHBG levels and availability of sex-steroid binding sites on SHBG. This may make diagnosis of subtle testosterone abnormalities difficult. -Inherited abnormalities in SHBG binding -Liver disease and severe systemic illness -In pubertal boys and adult men, mild decreases of total testosterone without LH abnormalities can be associated with delayed puberty or mild hypogonadism. In this case, either bioavailable or free testosterone measurements are better indicators of mild hypogonadism than determination of total testosterone levels. -In polycystic ovarian syndrome and related conditions, there is often significant insulin resistance, which is associated with low SHBG levels. Consequently, bioavailable or free testosterone levels may be more significantly elevated. Either bioavailable or free testosterone should be used as supplemental tests to total testosterone in the above situations. The correlation coefficient between bioavailable and free testosterone (by equilibrium dialysis) is 0.9606. However, bioavailable testosterone is usually the preferred test, as it more closely reflects total bioactive testosterone, particularly in older men. Men at this age have elevated SHBG levels and may also have varying albumin levels due to coexisting illnesses. | Early morning testosterone levels in young male individuals are, on average, 50% higher than p.m. levels. Reference values were established using specimens collected in the morning. Testosterone levels can fluctuate substantially between different days and sometimes even more rapidly. Assessment of androgen status should be based on more than a single measurement. The low end of the normal reference range for total testosterone in prepubertal subjects is not yet established. While free testosterone can be used for the same indications as bioavailable testosterone, determination of bioavailable testosterone levels may be superior to free testosterone measurement in most situations. | 1. Manni A, Pardridge WM, Cefalu W, et al. Bioavailability of albumin-bound testosterone. J Clin Endocrinol Metab. 1985;61(4):705-710 2. New MI, Josso N. Disorders of gonadal differentiation and congenital adrenal hyperplasia. Endocrinol Metab Clin North Am. 1988;17(2):339-366 3. Dumesic DA. Hyperandrogenic anovulation: a new view of polycystic ovary syndrome. Postgrad Obstet Gynecol. 1995;15(13) 4. Morley JE, Perry HM 3rd. Androgen deficiency in aging men: role of testosterone replacement therapy. J Lab Clin Med. 2000;135(5):370-378 5. Goldman AL, Bhasin S, Wu FCW, Krishna M, Matsumoto AM, Jasuja R. A reappraisal of testosterone's binding in circulation: physiological and clinical implications. Endocr Rev. 2017;38(4):302-324. doi:10.1210/er.2017-00025 6. Sizonenko PC, Paunier L: Hormonal changes in puberty III: correlation of plasma dehydroepiandrosterone, testosterone, FSH, and LH with stages of puberty and bone age in normal boys and girls and in patients with Addison's disease or hypogonadism or with premature or late adrenarche. J Clin Endocrinol Metab. 1975;41(5):894-904 7. Goudas VT1, Dumesic DA. Polycystic ovary syndrome. Endocrinol Metab Clin North Am. 1997;26(4):893-912 8. Braunstein GD. Androgen insufficiency in women: summary of critical issues. Fertil Steril. 2002;77 Suppl 4:S94-S99 9. Juul A, Skakkebaek NE. Androgens and the aging male. Hum Reprod Update. 2002;8(5):423-433 10. Hackbarth JS, Hoyne JB, Grebe SK, Singh RJ. Accuracy of calculated free testosterone differs between equations and depends on gender and SHBG concentration. Steroids. 2011;76(1-2):48-55 | Total Testosterone: Deuterated stable isotope (d3-testosterone) is added to a serum sample as internal standard. Protein is precipitated from the mixture. The testosterone and internal standard are extracted from the resulting supernatant by an on-line extraction utilizing high-throughput liquid chromatography. This is followed by conventional liquid chromatography and analysis on a tandem mass spectrometer equipped with a heated nebulizer ion source. Epitestosterone does not interfere with this liquid chromatography tandem mass spectrometry (LC-MS/MS) method for total testosterone.(Unpublished Mayo method) Free Testosterone: This method utilizes equilibrium dialysis to analyze and determine the host serum’s binding capacity for testosterone. Patient sample is placed inside a dialysis well that is immersed in dialysis buffer. The sample is dialyzed. During buffered dialysis, any testosterone that is unbound to sex hormone-binding globulin (SHBG) or albumin is free to pass through the semi-permeable dialysis membrane, while testosterone molecules bound to the binding proteins will be held inside the membrane. After dialysis, the buffered dialysate is analyzed for free testosterone by LC-MS/MS with stable isotope (testosterone-[13]C3)after derivatization.(Unpublished Mayo method) Bioavailable Testosterone: The method is based on the differential precipitation of SHBG. SHBG bound testosterone is precipitated in patient sample, leaving the bioavailable testosterone in the supernatant. After addition of (13)C-labeled testosterone internal standard (IS), the bioavailable testosterone and IS are extracted from the supernatant. The bioavailable testosterone and IS are then derivatized and analyzed by LC-MS/MS. Bioavailable testosterone shows a strong correlation to free testosterone by equilibrium dialysis and may be considered a suitable alternative.(Unpublished Mayo method) | 3 to 7 days | 2 weeks | This test was developed and its performance characteristics determined by Mayo Clinic in a manner consistent with CLIA requirements. It has not been cleared or approved by the US Food and Drug Administration. | 844028440384410 | Testosterone, Total, Bio, Free, S | 58716-2 | 8533 | Testosterone, Total, S | 2986-8
TTST | Testosterone, Total, Mass Spectrometry, Serum | Evaluating men with symptoms or signs of possible hypogonadism, such as loss of libido, erectile dysfunction, gynecomastia, osteoporosis, or infertility Evaluating boys with delayed or precocious puberty Monitoring testosterone replacement therapy Monitoring antiandrogen therapy (eg, used in prostate cancer, precocious puberty, treatment of idiopathic hirsutism, male-to-female transgender disorders, etc.) Evaluating women with hirsutism, virilization, and oligoamenorrhea Evaluating women with symptoms or signs of possible testosterone deficiency Evaluating infants with ambiguous genitalia or virilization Diagnosing androgen-secreting tumors | Liquid Chromatography Tandem Mass Spectrometry (LC-MS/MS) | Yes | Testosterone, Total, S | For more information seeSteroid Pathways | Supplies:Sarstedt Aliquot Tube, 5 mL (T914) Collection Container/Tube:Red top (serum gel/SST arenotacceptable) Submission Container/Tube:Plastic vial Specimen Volume:1 mL Collection Instructions:Centrifuge and aliquot serum into a plastic vial. | 0.215 mL | Testosterone is the major androgenic hormone. It is responsible for the development of the male external genitalia and secondary sexual characteristics. In female patients, its main role is as an estrogen precursor. In both sexes, it exerts anabolic effects and influences behavior. In men, testosterone is secreted by the testicular Leydig cells and, to a minor extent, by the adrenal cortex. In premenopausal women, the ovaries are the main source of testosterone with minor contributions by the adrenal glands and peripheral tissues. After menopause, ovarian testosterone production is significantly diminished. Testosterone production in testes and ovaries is regulated via pituitary-gonadal feedback involving luteinizing hormone (LH) and, to a lesser degree, inhibins and activins. Most circulating testosterone is bound to sex hormone-binding globulin (SHBG), which, in men, is also called testosterone-binding globulin. A lesser fraction is albumin bound and a small proportion exists as free hormone. Historically, only free testosterone was thought to be the biologically active component. However, testosterone is weakly bound to serum albumin and dissociates freely in the capillary bed, thereby becoming readily available for tissue uptake. All non-SHBG-bound testosterone is therefore considered bioavailable. During childhood, excessive production of testosterone induces premature puberty in boys and masculinization in girls. In women, excess testosterone production results in varying degrees of virilization, including hirsutism, acne, oligomenorrhea, or infertility. Mild-to-moderate testosterone elevations are usually asymptomatic in male patients but can cause distressing symptoms in female patients. The exact cause for mild-to-moderate elevations of testosterone often remains obscure. Common causes of pronounced elevations include genetic conditions (eg, congenital adrenal hyperplasia), adrenal, testicular, and ovarian tumors, and abuse of testosterone or gonadotrophins by athletes. Decreased testosterone in female patients causes subtle symptoms. These may include some decline in libido and nonspecific mood changes. In male patients, it results in partial or complete degrees of hypogonadism. This is characterized by changes in male secondary sexual characteristics and reproductive function. The cause is either primary or secondary/tertiary (pituitary/hypothalamic) testicular failure. In men, there also is a gradual modest but progressive decline in testosterone production starting between the fourth and sixth decade of life. Since this is associated with a simultaneous increase of SHBG levels, bioavailable testosterone may decline more significantly than apparent total testosterone, causing nonspecific symptoms similar to those observed in testosterone-deficient women. However, severe hypogonadism, consequent to aging alone, is rare. Measurement of total testosterone is often sufficient for diagnosis, particularly if it is combined with measurements of LH and follicle-stimulating hormone (LH / Luteinizing Hormone [LH], Serum and FSH / Follicle-Stimulating Hormone [FSH], Serum). However, these tests may be insufficient for diagnosis of mild abnormalities of testosterone homeostasis, particularly if abnormalities in SHBG (SHBG1 / Sex Hormone-Binding Globulin, Serum) function or levels are present. Additional measurements of bioavailable (TTBS / Testosterone, Total and Bioavailable, Serum) or free testosterone (TGRP / Testosterone Total and Free, Serum) are recommended in this situation. For more information seeSteroid Pathways | Males 0-5 months: 75-400 ng/dL 6 months-9 years: <7-20 ng/dL 10-11 years: <7-130 ng/dL 12-13 years: <7-800 ng/dL 14 years: <7-1,200 ng/dL 15-16 years: 100-1,200 ng/dL 17-18 years: 300-1,200 ng/dL > or =19 years: 240-950 ng/dL Tanner Stages* I (prepubertal): <7-20 II: 8-66 III: 26-800 IV: 85-1,200 V (young adult): 300-950 Females 0-5 months: 20-80 ng/dL 6 months-9 years: <7-20 ng/dL 10-11 years: <7-44 ng/dL 12-16 years: <7-75 ng/dL 17-18 years: 20-75 ng/dL > or =19 years: 8-60 ng/dL Tanner Stages* I (prepubertal): <7-20 II: <7-47 III: 17-75 IV: 20-75 V (young adult): 12-60 *Puberty onset (transition from Tanner stage I to Tanner stage II) occurs for boys at a median age of 11.5 (+/-2) years and for girls at a median age of 10.5 (+/-2) years. There is evidence that it may occur up to 1 year earlier in obese girls and in African American girls. For boys, there is no definite proven relationship between puberty onset and body weight or ethnic origin. Progression through Tanner stages is variable. Tanner stage V (young adult) should be reached by age 18. | In male patients: Decreased testosterone levels indicate partial or complete hypogonadism. In hypogonadism, serum testosterone levels are usually below the reference range. The cause is either primary or secondary/tertiary (pituitary/hypothalamic) testicular failure. Primary testicular failure is associated with increased luteinizing hormone (LH) and follicle-stimulating hormone (FSH) levels, and decreased total, bioavailable, and free testosterone levels. Causes include: -Genetic causes (eg, Klinefelter syndrome, XXY males) -Developmental causes (eg, testicular maldescent) -Testicular trauma or ischemia (eg, testicular torsion, surgical mishap during hernia operations) -Infections (eg, mumps) -Autoimmune diseases (eg, autoimmune polyglandular endocrine failure) -Metabolic disorders (eg, hemochromatosis, liver failure) -Orchidectomy Secondary/tertiary hypogonadism, also known as hypogonadotrophic hypogonadism, shows low testosterone and low, or inappropriately "normal" LH/FSH levels. Causes include: -Inherited or developmental disorders of hypothalamus and pituitary (eg, Kallmann syndrome, congenital hypopituitarism) -Pituitary or hypothalamic tumors -Hyperprolactinemia of any cause -Malnutrition -Excessive exercise -Cranial irradiation -Head trauma -Medical or recreational drugs (eg, estrogens, gonadotropin releasing hormone [GnRH] analogs, cannabis) Increased testosterone levels: -In prepubertal boys, increased levels of testosterone are seen in precocious puberty. Further workup is necessary to determine the cause of precocious puberty. -In men, testicular or adrenal tumors or androgen abuse might be suspected if testosterone levels exceed the upper limit of the normal range by more than 50%. Monitoring of testosterone replacement therapy: Aim of treatment is normalization of serum testosterone and LH. During treatment with depot-testosterone preparations, trough levels of serum testosterone should still be within the normal range, while peak levels should not be significantly above the normal young adult range. Monitoring of antiandrogen therapy: Aim is usually to suppress testosterone levels to castrate levels or below (no more than 25% of the lower reference range value, typically <50% ng/dL). In female patients: Decreased testosterone levels may be observed in primary or secondary ovarian failure, analogous to the situation in men, alongside the more prominent changes in female hormone levels. Most women with oophorectomy have a significant decrease in testosterone levels. Increased testosterone levels may be seen in: -Congenital adrenal hyperplasia: Non-classical (mild) variants may not present in childhood, but during or after puberty. In addition to testosterone, multiple other androgens or androgen precursors, such as 17-hydroxyprogesterone (OHPG / 17-Hydroxyprogesterone, Serum), are elevated, often to a greater degree than testosterone. -Prepubertal girls: Analogous to boys, but at lower levels, increased levels of testosterone are seen in precocious puberty. -Ovarian or adrenal neoplasms: High estrogen values also may be observed and LH and FSH are low or "normal." Testosterone-producing ovarian or adrenal neoplasms often produce total testosterone values above 200 ng/dL. -Polycystic ovarian syndrome. Hirsutism, acne, menstrual disturbances, insulin resistance and, frequently, obesity form part of this syndrome: Total testosterone levels may be normal or mildly elevated and uncommonly above 200 ng/dL. Monitoring of testosterone replacement therapy: The efficacy of testosterone replacement in female patients is under study. If it is used, then levels should be kept within the normal range for females at all times. Bioavailable or free testosterone levels should also be monitored to avoid overtreatment; see TTFB / Testosterone, Total, Bioavailable, and Free, Serum . Monitoring of antiandrogen therapy: Antiandrogen therapy is most commonly employed in the management of mild-to-moderate idiopathic female hyperandrogenism, as seen in polycystic ovarian syndrome. Total testosterone levels are a relatively crude guideline for therapy and can be misleading. Therefore, bioavailable or free testosterone should also be monitored to ensure treatment adequacy; see TTFB / Testosterone, Total, Bioavailable, and Free, Serum. However, there are no universally agreed biochemical end points and the primary treatment end point is the clinical response. | Early-morning testosterone levels in young male individuals are on average 50% higher than p.m. levels. Reference ranges were established using specimens collected in the morning. Testosterone levels can fluctuate substantially between different days,and sometimes even more frequently. Assessment of androgen statusshould be based on more than a single measurement. The low end of the normal reference range in pre-pubertal subjects isnot yet established due to sensitivity limitations of current assaymethodologies. | 1. Manni A, Pardridge WM, Cefalu W, et al. Bioavailability of albumin-bound testosterone. J Clin Endocrinol Metab. 1985;61(4):705-710 2. New MI, Josso N. Disorders of gonadal differentiation and congenital adrenal hyperplasia. Endocrinol Metab Clin North Am. 1988;17(2):339-366 3. Morley JE, Perry HM 3rd. Androgen deficiency in aging men: role of testosterone replacement therapy. J Lab Clin Med. 2000;135(5):370-378 4. Goldman AL, Bhasin S, Wu FCW, Krishna M, Matsumoto AM, Jasuja R. A reappraisal of testosterone's binding in circulation: physiological and clinical implications. Endocr Rev. 2017;38(4):302-324. doi:10.1210/er.2017-00025 5. Sizonenko PC, Paunier L: Hormonal changes in puberty III: correlation of plasma dehydroepiandrosterone, testosterone, FSH, and LH with stages of puberty and bone age in normal boys and girls and in patients with Addison's disease or hypogonadism or with premature or late adrenarche. J Clin Endocrinol Metab. 1975;41(5):894-904 6. Goudas VT1, Dumesic DA. Polycystic ovary syndrome. Endocrinol Metab Clin North Am. 1997;26(4):893-912 7. Braunstein GD. Androgen insufficiency in women: summary of critical issues. Fertil Steril. 2002;77 Suppl 4:S94-S99 8. Juul A, Skakkebaek NE. Androgens and the aging male. Hum Reprod Update. 2002;8(5):423-433 9. Hackbarth JS, Hoyne JB, Grebe SK, Singh RJ. Accuracy of calculated free testosterone differs between equations and depends on gender and SHBG concentration. Steroids. 2011;76(1-2):48-55 | Deuterated stable isotope (d3-testosterone) is added to a serum sample as internal standard. Protein is precipitated from the mixture. The testosterone and internal standard are extracted from the resulting supernatant by an online extraction utilizing high-throughput liquid chromatography. This is followed by conventional liquid chromatography and analysis on a tandem mass spectrometer equipped with a heated nebulizer ion source. Epitestosterone does not interfere with this liquid chromatography tandem mass spectrometry method for total testosterone.(Unpublished Mayo method) | 2 to 4 days | 2 weeks | This test was developed and its performance characteristics determined by Mayo Clinic in a manner consistent with CLIA requirements. It has not been cleared or approved by the US Food and Drug Administration. | 84403 | Testosterone, Total, S | 2986-8 | 8533 | Testosterone, Total, S | 2986-8
TTIGS | Tetanus Toxoid IgG Antibody, Serum | Assessing antibody response to the tetanus toxoid vaccine, which should be performed at least 3 weeks after immunization Aiding in the evaluation of immunodeficiency This test shouldnot be usedto diagnose tetanus infection. | Enzyme Immunoassay (EIA) | Yes | Tetanus Toxoid IgG Ab, S | Serum | Supplies:Sarstedt Aliquot Tube, 5 mL (T914) Collection Container/Tube: Preferred:Serum gel Acceptable:Red top Submission Container/Tube:Plastic vial Specimen Volume:0.5 mL Collection Instructions:Centrifuge and aliquot serum into a plastic vial. | 0.4 mL | Tetanus results from contamination of wounds or lacerations withClostridium tetanispores from the environment. The spores germinate to actively replicating bacterial cells localized within the wound and produce the heat-labile toxin tetanospasmin. Tetanospasmin attaches to peripheral nerve endings and travels to the central nervous system where it blocks inhibitory impulses to motor neurons and leads to severe, spastic muscle contractions, a classic characteristic of tetanus. The disease is preventable by vaccination with tetanus toxoid (formaldehyde-treated tetanospasmin), which stimulates development of antitetanus toxoid antibodies. In the United States, tetanus toxoid is administered to children as part of the combined diphtheria, tetanus, and acellular pertussis (TDaP) vaccine. Two to 3 weeks following vaccination, a patient's immunological response may be assessed by measuring the total antitetanus toxoid IgG antibody level in serum. An absence of antibody formation postvaccination may relate to immune deficiency disorders, either congenital or acquired, or iatrogenic due to immunosuppressive drugs. | Vaccinated: Positive (> or =0.01 IU/mL) Unvaccinated: Negative (<0.01 IU/mL) | Results greater than or equal to 0.01 suggest a vaccine response. A tetanus toxoid booster should be strongly considered for patients with anti-tetanus toxoid IgG values between 0.01 and 0.5 IU/mL. Some cases of tetanus, usually mild, have occasionally been observed in patients with a measurable serum level of 0.01 to 1.0 IU/mL. | This test should not be used to diagnose tetanus infection. The diagnosis of tetanus is by clinical observation. A positive wound culture for the agent of tetanus,Clostridium tetani, may support, but does not confirm, the diagnosis. Toxin assays for tetanospasmin may be useful but are only available in a few laboratories. The results obtained from this assay are not diagnostic proof of lack of protection against tetanus or the presence/absence of immunodeficiency. | 1. Boland Birch T, Bleck TP. Tetanus (Clostridium tetani). In Bennett JE, Dolin R, Blaser MJ, eds. Mandell, Douglas, and Bennett's Principles and Practice of Infectious Diseases. 9th ed. Elsevier; 2020:2948-2953 2. Gergen PJ, McQuillan GM, Kiely M, et al. A population-based serologic survey of immunity to tetanus in the United States. N Engl J Med. 1995;332(12):761-766 3. Bjorkholm B, Wahl M, Granstrom M, Hagberg L. Immune status and booster effects of low doses of tetanus toxoid in Swedish medical personnel. Scand J Infect Dis. 1994;26(4):471-475 4. Ramsay ME, Corbel MJ, Redhead K, et al. Persistence of antibody after accelerated immunization with diptheria/tetanus/pertussis vaccine. BMJ. 1991;302(6791):1489-1491 5. Rubin RL, Tang FL, Chan EK, et al. IgG subclasses of anti-tetanus toxoid antibodies in adult and newborn normal subjects and in patients with systemic lupus erythematosus, Sjogren's syndrome, and drug-induced autoimmunity. J Immunol. 1986;137(8):2522-2527 6. Simonsen O, Bentzon MW, Heron I. ELISA for the routine determination of antitoxic immunity to tetanus. J Biol Stand. 1986;14(3):231-239 | The Anti-Tetanus Toxoid enzyme-linked immunosorbent assay provides a quantitative in vitro assay for detecting human IgG-class antibodies to Tetanus toxoid. The test kit contains reagent wells coated with tetanus toxoid. In the first reaction step, diluted patient samples are incubated in the wells. In the case of positive samples, specific IgG antibodies will bind to the antigens. To detect the bound antibodies, a second incubation is carried out using an enzyme-labeled anti-human IgG (enzyme conjugate), catalyzing a color reaction.(Unpublished Mayo method) | Same day/1 to 4 days | 14 days | This test was developed and its performance characteristics determined by Mayo Clinic in a manner consistent with CLIA requirements. It has not been cleared or approved by the US Food and Drug Administration. | 86317 | Tetanus Toxoid IgG Ab, S | 53935-3 | DEXTG | Tetanus IgG Value | 53935-3
FFTEN | Tetrahydrobiopterin and Neopterin Profile (BH4, N) |  | HPLC/Electrochemistry/Fluorescence | Yes | Tetrahydrobiopterin/Neopterin | CSF | Medical Neurogenetics collection kit (T657) required. Each collection kit contains 5 microcentrifuge tubes. COLLECTION PROTOCOL: 1)CSF should be collected from the first drop into the tubes in thenumbered order. Fill each tube to the marked line with the required volumes Tube 1: 0.5 mL Tube 2: 1.0 mL Tube 3: 1.0 mL (contains antioxidants necessary to protect the sample integrity) Tube 4: 1.0 mL Tube 5: 1.0 mL -If sample's not blood contaminated, the tubes should be placed on dry ice at bedside -If sample's are blood contaminated, the tubes should immediately be centrifuged (prior to freezing) and the clear CSF transferred to new similarly labeled tubes, then frozen -Store samples at -80 until they can be shipped 2)Complete Medical Neurogenetics, LLC request form. Include test required, sample date and date of birth. 3)Label tubes with patient name and ID number, leaving the tube number viewable. 4)Place samples inside a specimen transport bag and the Medical Neurogenetics, LLC request form inside the pouch of the transport bag. 5)Ship samples frozen on dry ice. |  | CSF Neopterin/Tetrahydrobiopterin (NC03) is useful for diagnosis of certain disorders of neurotransmitter metabolism. This testing may also be used for assessment of Variants of Uncertain Significance (VUS) identified during genetic testing (e.g. Next Generation Sequencing or Capillary Sequencing Testing). CLINICAL Tetrahydrobiopterin (BH4) serves as a cofactor for the hydroxylation of phenylalanine and in the biosynthesis of biogenic amines. Deficiency of BH4 may occur as a result of mutations causing a reduction in one of the three biosynthetic enzymes, guanosine triphosphate cyclohydrolase, 6-pyruvoyl-tetrahydropterin synthase, sepiapterin reductase, or the two regenerating enzymes, pterin-4-carbinolamine dehydratase, and dihydropteridine reductase. Defects in BH4 metabolism can result in hyperphenylalaninemia and deficiency of the neurotransmitters dopamine and serotonin. Changes in CSF neopterin may also occur in deficiency of the BH4 synthesis pathway. Disorders of BH4 metabolism are characterized by a wide range of symptoms that may include developmental delay, mental disability, behavioral disturbances, dystonia, Parkinsonian symptoms, gait disturbances, speech delay, psychomotor retardation and ptosis. | Age,BH4,Neop, (years),(nmol/L),(nmol/L), 0 – 0.2,40 – 105,7 – 65, 0.2 – 0.5,23 – 98,7 – 65, 0.5 – 2.0,18 – 58,7 – 65, 2.0 – 5.0,18 – 50,7 – 65, 5.0 – 10,9 – 40,7 – 40, 10 – 15,9 – 32,8 – 33, Adults,10 – 30,8 - 28, |  |  |  |  | 10 to 18 days |  | This test was developed and its performance characteristics determined by Medical Neurogenetics, LCC. It has not been cleared or approved by the U.S. FDA. | 82542 | Tetrahydrobiopterin/Neopterin | 80168-8 | Z2236 | Interpretation | 59462-2
THEV1 | Thalassemia and Hemoglobinopathy Evaluation, Blood and Serum | Evaluation of microcytosis Extensive and economical diagnosis and classification of hemoglobinopathies or thalassemia, including complex disorders Diagnosis of hereditary persistence of hemoglobin | THEVI, THEV0: Medical Interpretation HGBCE: Capillary Electrophoresis HPLC: Cation Exchange/High-Performance Liquid Chromatography (HPLC) FERR1: Electrochemiluminescence Immunoassay IEF: Isoelectric Focusing MASS: Mass Spectrometry (MS) HPFH: Flow Cytometry UNHB: Isopropanol and Heat Stability | Yes | Thalassemia and Hemoglobinopathy Ev | This is a consultative evaluation in which the case will be evaluated at Mayo Clinic Laboratories, the appropriate tests performed atan additional charge, and the results interpreted. | Blood and serum are required. Specimen Type:Whole blood Container/Tube:Lavender top (EDTA) Specimen Volume:15 mL Collection Instructions:Send whole blood specimen in original tube.Do not aliquot. Specimen Type:Serum Patient Preparation: For 12 hours before specimen collection do nottake multivitamins or dietary supplements containing biotin (vitamin B7), which is commonly found in hair, skin, and nail supplements and multivitamins. Collection Container/Tube: Preferred:Serum gel Acceptable:Red top Submission Container/Tube:Plastic vial Specimen Volume:0.6 mL Collection Instructions: 1. Serum gel tubes should be centrifuged within 2 hours of collection. 2. Red-top tubes should be centrifuged, and the serum aliquoted into a plastic vial within 2 hours of collection. 3. Label specimen as serum. | Blood: 2.5 mL Serum: 0.5 mL | This consultative study is primarily designed for the evaluation of microcytosis but also has the ability to test for the detection of almost all known hemoglobin disorders in an economical manner. Because this can include multiple tests for alpha thalassemias, beta thalassemias, delta-beta thalassemia, hereditary persistence of fetal hemoglobin (HPFH), and for all known hemoglobin (Hb) variants, an expert in these disorders can guide testing to explain the clinical question or reported complete blood cell count values. This evaluation is particularly useful for complete classification of compound combinations of HbS with alpha or beta thalassemia, HbE/beta-0-thalassemia, and many other complex alpha and beta thalassemia disorders. Since iron deficiency can mimic thalassemias, ferritin levels are measured to evaluate this possibility if a serum sample is received. Hb disorders include those associated with thalassemias (decreased protein quantity) and Hb variants (abnormal protein production). Many are clinically harmless, and others cause symptoms, including microcytosis, sickling disorders, hemolysis, erythrocytosis, cyanosis/hypoxia, long-standing or familial anemia, compensated or episodic anemia, and increased methemoglobin or sulfhemoglobin results. Hb disorders can show patterns of either autosomal recessive or autosomal dominant inheritance. The thalassemias are a group of disorders of Hb synthesis. Normal adult Hb consists of 2 alpha-globin chains (encoded by 2 pairs of alpha-globin genes, each pair located on chromosome 16), and 2 beta-globin chains (encoded by 2 beta-globin genes, each located on chromosome 11). Thalassemia syndromes result from an underproduction of 1 or 2 types of globin chains and are characterized by the type (alpha, beta, delta, gamma) and magnitude of underproduction (number of defective genes) and the severity of clinical symptoms (minor, intermedia, major). The severity of the clinical and hematologic effects is directly related to the imbalance of alpha-like to beta-like chains. The most common form of thalassemia is alpha thalassemia. Alpha thalassemia usually involves deletion of entire alpha genes and varies in severity depending on the number of alpha chains deleted (or rendered nonfunctional). Alpha thalassemia trait usually results from the deletion of 2 alpha genes. The most common form of HbH disease, results from dysfunction of 3 alpha chains, and shows a variable phenotype with most showing moderate anemia. The deletion of all 4 alpha genes (Barts hydrops fetalis) is incompatible with life without significant medical intervention. Nondeletional alpha thalassemia alterations can also result in either thalassemia trait or HbH disease and are less common than deletional forms. Conversely most beta thalassemia alterations are due to single nucleotide substitutions that can occur anywhere in the beta-globin gene. Large deletions of the beta-globin gene complex can result in elevations in HbF, such as HPFH or delta-beta thalassemia. While the presence of a single beta-gene variants (beta thalassemia trait) results primarily in red blood cells microcytosis, cases with 2 beta-gene abnormalities show a wide range in clinical severity, and many cases require molecular testing to understand the phenotype. | Definitive results and an interpretive report will be provided. | A hematopathologist expert in these disorders evaluates the case, appropriate tests are performed, and an interpretive report is issued. | DNA probe studies reveal deletional alterations that include most, but not all, alpha thalassemias. | 1. Hoyer JD, Hoffman DR: The thalassemia and hemoglobinopathy syndromes. In: McClatchey KD, Amin HM, Curry JL, eds. Clinical Laboratory Medicine. 2nd ed. Lippencott Williams and Wilkins; 2002:866-892 2. Brancaleoni V, Di Pierro E, Motta I, Cappellini MD: Laboratory diagnosis of thalassemia. Int J Lab Hematol. 2016 May;38 Suppl 1:32-40 3. Hartveld C: State of the art and new developments in molecular diagnostics for hemoglobinopathies in multiethnic societies. Int J Lab Hematol. 2014 Feb;36:1-12 | Hemoglobin Electrophoresis: The CAPILLARYS System is an automated system that uses capillary electrophoresis to separate charged molecules by their electrophoretic mobility in an alkaline buffer. Separation occurs according to the electrolyte pH and electro-osmotic flow. A sample dilution with hemolyzing solution is injected by aspiration. A high voltage protein separation occurs, and direct detection of the hemoglobin protein fractions is at 415 nm, which is specific to hemoglobins. The resulting electropherogram peaks are evaluated for pattern abnormalities and are quantified as a percentage of the total hemoglobin present. Examples of position of commonly found hemoglobin fractions are, from cathode to anode: HbA2', C, A2/O-Arab, E, S, D, G-Philadelphia, F, A, Hope, Bart, J, N-Baltimore, and H.(Louahabi A, Philippe M,Lali S,Wallemacq P, Maisin D: Evaluation of a new Sebia kit for analysis of hemoglobin fractions and variants on the Capillarys system. Clin Chem Lab Med. 2006;44[3]:340-345; Instruction manual: CAPILLARYS Hemoglobin(E) using the CAPILLARYS 2 flex-piercing instrument. Sebia; 06/2014) High-Performance Liquid Chromatography Hemoglobin Variant: Hemolysate of whole blood is injected into an analysis stream passing through a cation exchange column using high-performance liquid chromatography. A preprogrammed gradient controls the elution buffer mixture that also passes through the analytical cartridge. The ionic strength of the elution buffer is raised by increasing the percentage of a second buffer. As the ionic strength of the buffer increases the more strongly retained hemoglobins elute from the cartridge. Absorbance changes are detected by a dual-wavelength filter photometer. Changes in absorbance are displayed as a chromatogram of absorbance versus time.( Huismann TH, Scroeder WA, Brodie AN, Mayson SM, Jakway J: Microchromotography of hemoglobins. III. A simplified procedure for the determination of hemoglobin A2. J Lab Clin Med. 1975;86:700-702; Ou CN, Buffone GJ, Reimer GL, Alpert AJ: High-performance liquid chromatography of human hemoglobins on a new cation exchanger. J Chromatogr. 1983;266:197-205; Szuberski J, Oliveira JL, Hoyer JD: A comprehensive analysis of hemoglobin variants by high-performance liquid chromatography (HPLC). Int J Lab Hematol. 2012 Dec; 34(6):594-604; Instruction manual: Bio-Rad Variant II Beta-thalassemia Short Program Instructions for Use, L70203705. Bio-Rad Laboratories, Inc; 11/2011) Ferritin: The Roche ferritin method employs monoclonal antibodies specifically directed against ferritin. A biotinylated monoclonal antibody and a second monoclonal antibody labeled with a ruthenium complex react to form a sandwich complex. After the addition of streptavidin-coated microparticles, the complex becomes bound to the solid phase via interaction of biotin and streptavidin. The reaction mixture is aspirated into the measuring cell where the microparticles are magnetically captured onto the surface of the electrode. Application of a voltage to the electrode then induces chemiluminescent emission, which is measured by a photo multiplier. (Package insert: Elecsys Ferritin. Roche Diagnostics; 10/2022) | 2 to 25 days | 7 days; abnormal samples: 14 days | This test was developed and its performance characteristics determined by Mayo Clinic in a manner consistent with CLIA requirements. It has not been cleared or approved by the US Food and Drug Administration. | 83020-26-Hemoglobinopathy Interpretation83020-Hb Variant, A2 and F Quantitation830218272882664 (if appropriate)83068 (if appropriate)83789 (if appropriate)88184 (if appropriate) | Thalassemia and Hemoglobinopathy Ev | In Process | 608868 | Reviewed By | 18771-6
THEV0 | Thalassemia Summary Interpretation, Blood | Incorporating and summarizing subsequent molecular results into an overall evaluation if 1 or more molecular tests are reflexed on the THEV1 / Thalassemia and Hemoglobinopathy Evaluation, Bloodand Serum. | Only orderable as a reflex. For more information see THEV1 / Thalassemia and Hemoglobinopathy Evaluation, Blood and Serum. Medical Interpretation | Yes | Thalassemia Summary Interpretation | This test is an additional consultative interpretation that summarizes all testing as well as any pertinent clinical information. It will be provided after test completion to incorporate subsequent molecular results into an overall evaluation if 1 or more of the following molecular tests are reflexed on the THEV1 / Thalassemia and Hemoglobinopathy Evaluation, Blood and Serum: |  |  | Some hemoglobin disorders can be very complex and involve abnormalities of the alpha, beta, delta, and gamma genes. These abnormalities can be due to, not only to point variants, but also deletions within 1 or more globin genes. Multiple genetic variants can be seen in the same patient, and molecular testing is necessary to fully evaluate such cases. A summary interpretation that incorporates all the testing performed is beneficial to the ordering physician. | Only orderable as a reflex. For more information see THEV1 / Thalassemia and Hemoglobinopathy Evaluation, Blood and Serum. An interpretive report will be provided. | An interpretive report will be provided that summarizes all testing as well as any pertinent clinical information. | No significant cautionary statements | 1. OMIM.141800 Hemoglobin-alpha locus 1; HBA1.Updated 11/01/2019. Accessed 10/19/2020. Available at www.omim.org/entry/141800?search=141800&highlight=141800 2. OMIM. 141900Hemoglobin-beta locus; HBB. Updated 11/14/2019. Accessed 10/19/2020. Available at www.omim.org/entry/141900?search=141900&highlight=141900 3.Kipp BR, Roellinger SE, Lundquist PA, Highsmith WE, Dawson DB, et al. Development and clinical implementation of a combination deletion PCR and multiplex ligation-dependent probe amplification assay for detecting deletions involving the human alpha-globin gene cluster. J Mol Diagn. 2011;13(5):549-557 doi:10.1016/j.jmoldx.2011.04.001 4. Thom CS, Dickson CF, Gell DA, Weiss MJ. Hemoglobin variants: biochemical properties and clinical correlates. Cold Spring Harb Perspect Med. 2013;3(3):a011858 5. Harteveld CL, Higgs DR. Alpha-thalassemia. Orphanet J Rare Dis. 2010;5:13 6. Thein SL. The molecular basis of beta-thalassemia. Cold Spring Harb Persepct Med. 2013;1;3(5):a011700 7. Hein MS, Oliveira JL, Swanson KC, et al. Large deletions involving the beta globin gene complex: genotype-phenotype correlation of 119 cases. Blood. 2015;126:3374 | A hematopathologist evaluates all results from the testing performed, and a summary interpretation is reported. | 3 to 25 days |  | Not Applicable |  | Thalassemia Summary Interpretation | 14869-2 | 608118 | Reviewed By | 18771-6
TLU | Thallium, 24 Hour, Urine | Detecting toxic thallium exposure in 24-hour urine collections | Inductively Coupled Plasma Mass Spectrometry (ICP-MS) | Yes | Thallium, 24 Hr, U | Urine | Patient Preparation:High concentrations of gadolinium and iodine are known to interfere with most metal tests. If either gadolinium- or iodine-containing contrast media has been administered,a specimen should not be collected for 96 hours. Supplies:Urine Tubes, 10 mL (T068) Collection Container/Tube:Clean, plastic urine container with no metal cap or glued insert Submission Container/Tube:Plastic, 10-mL urine tube or a clean, plastic aliquot container with no metal cap or glued insert Specimen Volume:10 mL Collection Instructions: 1. Collect urine for 24 hours. 2. Refrigerate specimen within 4 hours of completion of 24-hour collection. 3. Aliquot 10 mL into a plastic 10-mL urine tube (T068) or a clean, plastic aliquot container with no metal cap or glued insert. 4. SeeMetals Analysis Specimen Collection and Transportfor complete instructions. Additional Information:SeeUrine Preservatives-Collection and Transportation for 24-Hour Urine Specimensfor multiple collections. | 0.3 mL | Thallium is odorless, tasteless, and found in trace amounts in the earth's crust. It is used in the manufacturing of electronic devices, switches, and closures. It had previously been used in rodenticides. The greatest exposure can occur from eating food (eg, fruits and vegetables) since its easily taken up by plants through the roots. Cigarette smoking is also a source of exposure. Accidental ingestion may lead to vomiting, diarrhea, and leg pains, followed by a severe and sometimes fatal sensorimotor polyneuropathy.Peripheral neuropathy may occur within 1 week of exposure, while hair loss begins and continues for several weeks. Gastrointestinal symptoms, including pain, diarrhea, and constipation have also been reported in acute ingestion, along with myalgias, pleuritic chest pain, insomnia, optic neuritis, hypertension, cardiac abnormalities, Mees lines, and liver injury.Most thallium is excreted in the urine, can be found within an hour after exposure, and can be detected as long as two months after exposure. | 0-17 years: Not established > or =18 years: <2 mcg/24 hours | Patients exposed to high doses of thallium (>1 g) present clinically with alopecia, peripheral neuropathy, seizures, and kidney failure. Exposed patients can have urine output greater than 10 mcg/day.The long-term consequences of such an exposure are poor. | No significant cautionary statements | 1. Bank WJ, Pleasure DE, Suzuki K, Nigro M, Katz R. Thallium poisoning. Arch Neurol. 1972;26(5):456-464 2. Pelclova D, Urban P, Ridson P, et al. Two-year follow-up of two patients after severe thallium intoxication. Hum Exp Toxicol. 2009;28(5):263-272 3. Zhao G, Ding M, Zhang B, etal. Clinical manifestations and management of acute thallium poisoning.Eur Neurol. 2008;60(6):292-297 4.AgencyforToxicSubstances and Disease Registry: Toxicological profile for thallium. US Department of Health and Human Services; July 1992. Available atwww.atsdr.cdc.gov/ToxProfiles/tp54.pdf 5. Strathmann FG, Blum LM. Toxic elements. In: Rifai N, Chiu RWK, Young I, eds. Tietz Textbook of Laboratory Medicine. 7th ed. Elsevier; 2023:455.e55 | The metal of interest is analyzed by inductively coupled plasma mass spectrometry.(Unpublished Mayo method) | 2 to 5 days | 14 days | This test was developed and its performance characteristics determined by Mayo Clinic in a manner consistent with CLIA requirements. It has not been cleared or approved by the US Food and Drug Administration. | 83018 | Thallium, 24 Hr, U | 5746-3 | VL12 | Urine Volume | 3167-4
TLB | Thallium, Blood | Detecting toxic exposure in whole blood specimens | Inductively Coupled Plasma Mass Spectrometry (ICP-MS) | Yes | Thallium, B | Whole blood | Patient Preparation:High concentrations of gadolinium and iodine are known to interfere with most metal tests. If either gadolinium- or iodine-containing contrast media has been administered, a specimen should not be collected for 96 hours. Supplies:Metal Free B-D Tube (EDTA), 6 mL (T183) Container/Tube:Royal blue top (EDTA) plastic trace element blood collection tube Specimen Volume:Full tube Collection Instructions: 1. SeeMetals Analysis Specimen Collection and Transportfor complete instructions. 2. Send specimen in original tube.Do not aliquot. | 0.3 mL | Thallium is odorless, tasteless and found in trace amounts in the earth's crust. It is used in the manufacturing of electronic devices, switches, and closures. It had previously been used in rodenticides. The greatest exposure can occur from eating food (eg, fruits and vegetables) since it's easily taken up by plants through the roots. Cigarette smoking is also a source of exposure. Accidental ingestion may lead to vomiting, diarrhea, and leg pains, followed by a severe and sometimes fatal sensorimotor polyneuropathy.Peripheral neuropathy may occur within 1 week of exposure, while hair loss begins and continues for several weeks. Gastrointestinal symptoms, including pain, diarrhea, and constipation have also been reported in acute ingestion, along with myalgias, pleuritic chest pain, insomnia, optic neuritis, hypertension, cardiac abnormalities, Mees lines, and liver injury.Most thallium is excreted in the urine, can be found within an hour after exposure, and can be detected as long as two months after exposure. | 0-17 years: Not established > or =18 years: <2 ng/mL | Normal thallium blood concentrations are less than 1 ng/mL. Significant exposure is associated with thallium concentrations in blood greater than 10 ng/mL and as high as 50 ng/mL. The long-term sequelae from such an exposure is poor. Patients exposed to high doses of thallium (>1 g) present clinically with alopecia (hair loss), peripheral neuropathy, seizures, and kidney failure | No significant cautionary statements | 1. Pelcloval D, Urbanl, P, Ridsonl P, et al. Two-year follow-up of two patients after severe thallium intoxication. Hum Exper Toxicol. 2009;28:263-272 2. Zhao G, Ding M, Zhang B, et al. Clinical manifestations and management of acute thallium poisoning.Eur Neurol. 2008;60:292-297 3.AgencyforToxicSubstances and Disease Registry: Toxicological profile for thallium. US Department of Health and Human Services; July 1992. Available atwww.atsdr.cdc.gov/ToxProfiles/tp54.pdf 4. Strathmann FG, Blum LM. Toxic elements. In: Rifai N, Chiu RWK, Young I, eds. Tietz Textbook of Laboratory Medicine. 7th ed. Elsevier; 2023:455.e55 | The metal of interest is analyzed by inductively coupled plasma mass spectrometry.(Unpublished Mayo method) | 2 to 5 days | 14 days | This test was developed and its performance characteristics determined by Mayo Clinic in a manner consistent with CLIA requirements. It has not been cleared or approved by the US Food and Drug Administration. | 83018 | Thallium, B | 5743-0 | 8149 | Thallium, B | 5743-0
TLUCR | Thallium/Creatinine Ratio, Random, Urine | Detecting toxic thallium exposure in random urine specimens | TLUC: Inductively Coupled Plasma Mass Spectrometry (ICP-MS) CRETR: Enzymatic Colorimetric Assay | Yes | Thallium/Creat Ratio, Random, U | Urine | Patient Preparation:High concentrations of gadolinium and iodine are known to interfere with most metal tests. If either gadolinium- or iodine-containing contrast media has been administered,a specimen should not be collected for 96 hours. Supplies:Urine Tubes, 10 mL (T068) Collection Container/Tube:Clean, plastic urine collection container with no metal cap or glued insert Submission Container/Tube:Plastic, 10-mL urine tube or a clean, plastic aliquot container with no metal cap or glued insert Specimen Volume:7 mL Collection Instructions: 1. Collect a random urine specimen. 2. SeeMetals Analysis Specimen Collection and Transportfor complete instructions. | 2.3 mL | Thallium is odorless, tasteless, and found in trace amounts in the earth's crust. It is used in the manufacturing of electronic devices, switches, and closures. It had previously been used in rodenticides. The greatest exposure can occur from eating food (eg, fruits and vegetables) since its easily taken up by plants through the roots. Cigarette smoking is also a source of exposure. Accidental ingestion may lead to vomiting, diarrhea, and leg pains, followed by a severe and sometimes fatal sensorimotor polyneuropathy. Peripheral neuropathy may occur within 1 week of exposure, while hair loss begins and continues for several weeks. Gastrointestinal symptoms, including pain, diarrhea, and constipation have also been reported in acute ingestion, along with myalgias, pleuritic chest pain, insomnia, optic neuritis, hypertension, cardiac abnormalities, Mees lines, and liver injury. Most thallium is excreted in the urine, can be found within an hour after exposure, and can be detected as long as two months after exposure. | THALLIUM: 0-17 years: Not established > or =18 years: <2 mcg/g creatinine CREATININE: > or =18 years old: 16-326 mg/dL Reference values have not been established for patients who are younger than 18 years of age. | Patients exposed to high doses of thallium (>1 g) present with alopecia, peripheral neuropathy, and seizures, and kidney failure. Normal daily thallium excretion is less than 1 mcg/day. Exposed patients can have urine thallium excretion greater than 10 mcg/day. The long-term consequences of such an exposure are poor. | No significant cautionary statements | 1. Bank WJ, Pleasure DE, Suzuki K, Nigro M, Katz R. Thallium poisoning. Arch Neurol. 1972;26(5):456-464. doi:10.1001/archneur.1972.00490110090009 2. Pelclova D, Urban P, Ridson P, et al. Two-year follow-up of two patients after severe thallium intoxication. Hum Exp Toxicol. 2009;28(5):263-272. doi:10.1177/0960327109106487 3. Zhao G, Ding M, Zhang B, etal. Clinical manifestations and management of acute thallium poisoning.Eur Neurol. 2008;60(6):292-297. doi:10.1159/000157883 4. Strathmann FG, Blum LM. Toxic elements. In: Rifai N, Chiu RWK, Young I, eds. Tietz Textbook of Laboratory Medicine. 7th ed. Elsevier; 2023:455.e55 5. Campanella B, Colombaioni L, Benedetti E, et al. Toxicity of thallium at low doses: A review. Int J Environ Res Public Health. 2019;16(23):4732. doi:10.3390/ijerph16234732 | The metal of interest is analyzed by inductively coupled plasma mass spectrometry.(Unpublished Mayo method) Creatinine: The enzymatic method is based on the determination of sarcosine from creatinine with the aid of creatininase, creatinase, and sarcosine oxidase. The liberated hydrogen peroxide is measured via a modified Trinder reaction using a colorimetric indicator. Optimization of the buffer system and the colorimetric indicator enables the creatinine concentration to be quantified both precisely and specifically.(Package insert: Creatinine plus ver 2. Roche Diagnostics; V15.0, 03/2019) | 2 to 5 days | 14 days | This test was developed and its performance characteristics determined by Mayo Clinic in a manner consistent with CLIA requirements. It has not been cleared or approved by the US Food and Drug Administration. | 8301882570 | Thallium/Creat Ratio, Random, U | 13469-2 | 615256 | Thallium/Creat Ratio, U | 13469-2
FHCCF | THC Confirmation, MS, SP |  | Gas Chromatography-Mass Spectrometry (GC-MS) | Yes | THC Confirmation, MS, SP | Varies | Submit only 1 of the following specimens: Serum: Draw blood in a plain, red-top tube(s),serum gel tube is not acceptable. Spin down and send 5mL of serum refrigerated in plastic vial. Plasma: Draw blood in a green-top (sodium heparin) tube(s),plasma gel tube is not acceptable. Spin down and send 5 mL sodium heparin plasma refrigerated in plastic vial. | 2 mL |  | Negative Units: ng/mL | Assay threshold: 1.0 ng/mL |  |  |  | 7 to 9 days |  | This tes was developed and its performance characteristics determined by LabCorp. It has not been cleared or approved by the Food and Drug Administration. | 80349G0480 (if appropriate) | THC Confirmation, MS, SP | Not Provided | Z6277 | Cannabidiol | 82964-8
FMARX | THC, MS, WB/SP Rfx |  | Gas Chromatography/Mass Spectrometry (GC/MS) Only orderable as a reflex from FMARI | No | THC, MS, WB/SP Rfx | Whole blood | Only orderable as a reflex from FMARI |  |  | Only orderable as a reflex from FMARI | [8 empty] | THC, MS, WB/SP Rfx | Not Provided | Z6282 | Cannabidiol | 82964-8
THEO | Theophylline, Serum | Assessing and adjusting theophylline dosage for optimal therapeutic level Assessing theophylline toxicity | Kinetic Interaction of Microparticles in a Solution (KIMS) | Yes | Theophylline, S | Serum | Supplies:Sarstedt Aliquot Tube, 5 mL (T914) Container/Tube: Preferred:Serum gel Acceptable:Red top Submission Container/Tube:Plastic vial Specimen Volume:0.5 mL Collection Instructions: 1. Serum gel tubes should be centrifuged within 2 hours of collection. 2. Red-top tubes should be centrifuged and the serum aliquoted into a plastic vial within 2 hours of collection. | 0.25 mL | Theophylline and its congener, aminophylline, are used to relax smooth muscles of the bronchial airways and pulmonary blood vessels to relieve and prevent symptoms of asthma and bronchospasm. Theophylline is typically administered orally at a dose of 400 mg/day or 6 mg/kg, whichever is lower, or intravenously as aminophylline at 0.4 mg/kg/hour. Oral dosage may be increased at 200 mg increments to a maximum of 900 mg/day, or 13 mg/kg if the steady-state blood concentration is within the therapeutic range of 8.0 to 20.0 mcg/mL. Theophylline has a half-life of approximately 4 hours in children and adult smokers, and 8.7 hours in nonsmoking adults. The volume of distribution is approximately 0.5 L/kg, and the drug is approximately 40% protein bound. Theophylline exhibits zero-order clearance kinetics like phenytoin, small increases in dose yield disproportionately large increases in blood concentration. Coadministration of cimetidine and erythromycin will significantly inhibit theophylline clearance, requiring dosage reduction. Other drugs such as allopurinol, ciprofloxacin, oral contraceptives, and propranolol inhibit theophylline clearance to a lesser degree. Smoking induces the synthesis of cytochrome P448, the antipyrine-dependent cytochrome, which significantly increases the rate of metabolism of theophylline. Drugs such as phenobarbital, phenytoin, carbamazepine, and rifampin slightly increase the rate at which the drug is cleared. Theophylline exhibits rather severe toxicity that is proportional to blood level. | Therapeutic: Bronchodilation: 8.0-20.0 mcg/mL Neonatal apnea (< or =4 weeks old): 6.0-13.0 mcg/mL Critical value: >20.0 mcg/mL | Response to theophylline is directly proportional to the serum level. Patients usually receive the best response when the serum level is above 8.0 mcg/mL, with minimal toxicity experienced as long as the level is less than or equal to 20.0 mcg/mL. | Many drugs affect the plasma level of this drug (as outlined in Clinical Information). | 1.Milone MC, Shaw LM. Therapeutic drugs and their management. In: Rifai N, Chiu RWK, Young I, Burnham C-AD, Wittwer CT, eds. Tietz Textbook of Laboratory Medicine. 7th ed. Elsevier; 2023:420-453.e9 2. Brunton LL, Hilal-Dandan R, Knollmann BC, eds. Goodman and Gilman's: The Pharmacological Basis of Therapeutics. McGraw-Hill; 2018 | The assay is based on the kinetic interaction of microparticles in a solution. Theophylline antibody is covalently coupled to microparticles and the drug derivative is linked to a macromolecule. The kinetic interaction of microparticles in solutions is induced by binding of drug-conjugate to the antibody on the microparticles and is inhibited by the presence of theophylline in the sample. A competitive reaction takes place between the drug conjugate and theophylline in the serum sample for binding to the theophylline antibody on the microparticles. The resulting kinetic interaction of microparticles is indirectly proportional to the amount of drug present in the sample.(Package insert: Theophylline reagent. Roche Diagnostics; 09/2017) | Same day/1 to 2 days | 2 weeks | This test has been modified from the manufacturer's instructions. Its performance characteristics were determined by Mayo Clinic in a manner consistent with CLIA requirements. This test has not been cleared or approved by the US Food and Drug Administration. | 80198 | Theophylline, S | 4049-3 | 8661 | Theophylline, S | 4049-3
TDP | Thiamine (Vitamin B1), Whole Blood | Assessment of thiamine deficiency Measuring thiamine levels in patients with behavioral changes, eye signs, gait disturbances, delirium, and encephalopathy; or in patients with questionable nutritional status, especially those who appear at risk and who also are being given insulin for hyperglycemia | Liquid Chromatography Tandem Mass Spectrometry (LC-MS/MS) | Yes | Thiamin (Vitamin B1), WB | Whole Blood EDTA | Patient Preparation: 1. Patient should fast overnight (12-14 hours); infants should have specimen collected just before next feeding. Water can be taken as needed. 2. For 12 hours before specimen collection, patientshould nottake vitamin supplements. Supplies:Amber Frosted Tube,5 mL (T915) Collection Container/Tube:Lavender top (EDTA) Submission Container/Tube:Amber vial Specimen Volume:4 mL Collection Instructions: 1. Invert 8 to 10 times to mix blood. 2.Transfer whole blood into amber vial or tube and freeze within 24 hours of collection. | 0.5 mL | Thiamine (vitamin B1, thiamin) is an essential vitamin required for carbohydrate metabolism, brain function, and peripheral nerve myelination. Thiamine is obtained from the diet. Body stores are limited, and deficiencies can develop quickly. The total thiamine pool in the average adult is about 30 mg. An intake of 0.5 mg per 1000 kcal per day is needed to maintain this pool. Due to its relatively short storage time, marginal deficiency can occur within 10 days and more severe deficiency within 21 days if intake is restricted. Approximately 80% of all chronic alcoholics are thiamine deficient due to poor nutrition. However, deficiency also can occur in individuals who are older adults, have chronic gastrointestinal problems, have marked anorexia, are on cancer treatment, or are receiving diuretic therapy. The signs and symptoms of mild-to-moderate thiamine deficiency are nonspecific and may include poor sleep, malaise, weight loss, irritability, and confusion. Newborns breastfed from deficient mothers may develop dyspnea and cyanosis; diarrhea, vomiting, and aphonia may follow. Moderate deficiency can affect intellectual performance and well-being, despite a lack of apparent clinical symptoms. Severe deficiency causes congestive heart failure (wet beriberi), peripheral neuropathy (dry beriberi), Wernicke encephalopathy (a medical emergency that can progress to coma and death), and Korsakoff syndrome (an often irreversible memory loss and dementia that can follow). Rapid treatment of Wernicke encephalopathy with thiamine can prevent Korsakoff syndrome.Symptoms of dry beriberi include poor appetite, fatigue, and peripheral neuritis. Symptoms of wet beriberi include cardiac failure and edema. Patients withWernicke encephalopathy present with behavior change (confusion, delirium, apathy), diplopia (often sixth nerve palsies),and ataxia. A late stage, in which the patients may develop anirreversible amnestic confabulatory state, is referred to as theWernicke-Korsakoff syndrome. The response to thiamine therapy in deficient patients is usually rapid.Thiamine deficiency is a treatable, yet underdiagnosed, disorder in the United States. A heightened level of awareness of the possibility of thiamine deficiency is necessary to identify, intervene, and prevent thiamine deficiency's dire consequences. It appears that no conditions are directly attributable to thiamine excess and that thiamine administration is safe except in extremely rare cases of anaphylaxis from intravenous thiamin. Whole blood thiamine testing is superior to currently available alternative tests for assessing thiamine status. Serum or plasma thiamine testing suffers from poor sensitivity and specificity, and less than 10% of blood thiamine is contained in plasma. Transketolase determination, once considered the most reliable means of assessing thiamine status, is now considered an inadequate method. The transketolase method is an indirect assessment. Since transketolase activity requires thiamin, decreased transketolase activity is presumed to be due to the decrease of thiamin. However, the test is somewhat nonspecific, as other factors may decrease transketolase activity. Transketolase is less sensitive thanliquid chromatography-tandem mass spectrometry), has poor precision, and specimen stability concerns. | 70-180 nmol/L | Values for thiamine diphosphate of less than 70 nmol/L are suggestive of thiamine deficiency. | Vitamin supplementation and nonfasting specimens may result in elevated thiamine diphosphate concentrations. | 1. Naidoo DP, Bramdev A, Cooper K. Wernicke's encephalopathy and alcohol-related disease. Postgrad Med J. 1991;67(793);978-981 2. Herve C, Beyne P, Letteron PH, Delacoux E. Comparison of erythrocyte transketolase activity with thiamin and thiamin phosphate ester levels in chronic alcoholic patients. Clin Chim Acta. 1995;234(1-2):91-100 3. Majumdar SK, Shaw GK, O'Gorman P, et al. Blood vitamin status (B1, B2, B6, folic acid, and B12) in patients with alcohol liver disease. Int J Vitam Nutr Res. 1982;52:266-271 4. Ball GFM. Vitamins: Their role in the human body. Blackwell Publishing; 2004:273-288 5. Brin M. Erythrocyte as a biopsy tissue for functional evaluation of thiamin adequacy. JAMA. 1964;187:762-766 6. Roberts NB, Taylor A. Sodi R. Vitamins and trace elements. In: Rifai N, Horwath AR, Wittwer CT, eds. Tietz Textbook of Clinical Chemistry and Molecular Diagnostics. 6th ed. Elsevier; 2018:639-718 7. Sodi R. Vitamins and trace elements. In: Rifai N, Chiu RWK, Young I, Burnham CAD, Wittwer CT, eds. Tietz Textbook of Laboratory Medicine. 7th ed. Elsevier; 2023:417 | Samples are extracted with methanol and an isotopically labeled internal standard. Following centrifugation, an aliquot of the supernatant is dried down and reconstituted. The analyte is then detected using liquid chromatography-tandem mass spectrometry.(Unpublished Mayo method) | 3 to 6 days | 14 days | This test was developed and its performance characteristics determined by Mayo Clinic in a manner consistent with CLIA requirements. It has not been cleared or approved by the US Food and Drug Administration. | 84425 | Thiamin (Vitamin B1), WB | 32554-8 | 85753 | Thiamin (Vitamin B1), WB | 32554-8
DTHPV | ThinPrep Diagnostic with Human Papillomavirus (HPV) Reflex, Varies | Management and triage of patients aged 21 years or older with abnormal Papanicolaou (Pap) results Diagnostic test for detection of human papillomavirus (HPV) high-risk genotypes associated with the development of cervical cancer Results can be used as an aid in triaging women with abnormal Pap smear results Individual genotyping of HPV-16 or HPV-18 if present Results of HPV-16 and HPV-18 genotyping can be used as an aid in triaging women with positive high-risk HPV (HR-HPV) but negative Pap smear results | Light Microscopy/Real-Time Polymerase Chain Reaction (PCR) | Yes | ThinPrep Diagnostic HPV Reflex | When this test is ordered, a ThinPrep Pap screen will be performed. If the results include the criteria below, a high-risk human papillomavirus test will be performed: | Patient Preparation:For optimal interpretation, Papanicolaou smears should be collected near the middle of the menstrual cycle. No douching, lubricant use, and sexual intercourse for 24 hours prior to specimen collection. Only 1 aliquot may be removed from PreservCyt sample vial prior to performing the ThinPrep Pap Test, regardless of the volume of the aliquot (maximum aliquot volume=4 mL). Submit only 1 of the following specimens: Specimen Type:Cervical Supplies:Thin Prep Media with Broom Kit (T056) Container/Tube:ThinPrep Specimen Volume:16 mL Collection Instructions: 1.Obtain adequate sampling from cervix using a broom-like collection device. If desired, use lukewarm water to warm and lubricate the speculum. Insert the central bristles of the broom into the endocervical canal deep enough to allow the shorter bristles to fully contact the ectocervix. Push gently and rotate the broom in a clockwise direction 5 times. 2. Rinse the broom as quickly as possible into the PreservCyt solution vial by pushing broom into bottom of vial 10 times, forcing the bristles apart. 3. As a final step, swirl broom vigorously to further release material. Discard the collection device. 4. Tighten cap on vial so that the torque line on the cap passes the torque line on the vial. 5.Specimen vial must be labeled with a minimum of 2 unique identifiers(patient's name and medical record number or date of birth). 6. Bag ThinPrep specimens individually as they have a tendency to leak during transport. 7. Place labels on the vial and on the bag. Specimen Type:Ectocervix and endocervix Supplies:Thin Prep Media with Spatula and Brush Kit (T434) Container/Tube:ThinPrep Specimen Volume:16 mL Collection Instructions: 1. Obtain an adequate sampling from the ectocervix using a plastic spatula. If desired, use lukewarm water to warm and lubricate the speculum. Select contoured end of plastic spatula and rotate it 360 degrees around the entire exocervix while maintaining tight contact with exocervical surface. 2. Rinse spatulas quickly as possible into the PreservCyt solution vial by swirling spatula vigorously in vial 10 times. Discard the spatula. 3. Next, obtain an adequate specimen from endocervix using an endocervical brush device. Insert the brush into the cervix until only the bottommost fibers are exposed. Slowly rotate one-quarter or one-half turn in 1 direction.Do not over rotate. 4. Rinse the brush as quickly as possible in the PreservCyt solution by rotating the device in the solution 10 times while pushing against the PreservCyt vial wall. 5. Swirl brush vigorously as final step to further release material. Discard the brush. 6. Tighten the cap so that the torque line on the cap passes the torque line on the vial. 7.Specimen vial must be labeled with a minimum of 2 unique identifiers(patient's name and medical record number or date of birth). 8. Bag ThinPrep specimens individually as they have a tendency to leak during transport. 9. Place labels on the vial and on the bag. | See Specimen Required | Squamous cell carcinoma of the cervix is believed to develop in progressive stages from normal through precancerous (dysplastic) stages, to carcinoma in situ, and eventually invasive carcinoma. This sequence is felt to develop over a matter of years in most patients. Follow-up of the cervical Papanicolaou (Pap) abnormality atypical squamous cells of undetermined significance (ASCUS) is costly and frustrating to patients and clinicians because a large percentage of these patients have normal colposcopic and biopsy findings. Yet, a significant percentage (10%-15%) will have an underlying high-grade squamous intraepithelial lesion (HSIL). The majority (>99%) of cervical epithelial neoplasms are the result of human papillomavirus (HPV) infection. High-risk HPV (HR-HPV) types (16, 18, 31, 33, 35, 39, 45, 51, 52, 56, 58, 59, and 68) can result in both low-grade squamous intraepithelial lesions and HSIL, as well as invasive carcinomas. Patients with HSIL have a greater risk for progression to carcinoma. In the setting of an abnormal Pap result, the presence of HR-HPV types in cervical specimens identifies a subgroup of patients with a greater likelihood of having a HSIL. If the patient has been previously diagnosed with an abnormal Pap result or is at high risk, consider I the diagnostic test rather than the screen; order STHPV / ThinPrep Screen with Human Papillomavirus (HPV) Reflex, Varies. Persistent infection with HPV is the principal cause of cervical cancer and its precursor cervical intraepithelial neoplasia (CIN).(1-3) The presence of HPV has been implicated in more than 99% of cervical cancers worldwide. HPV is a small, nonenveloped, double-stranded DNA virus, with a genome of approximately 8000 nucleotides. There are more than 118 different types of HPV and approximately 40 different HPVs that can infect the human anogenital mucosa. However, data suggest that 14 of these types (HPV types 16, 18, 31, 33, 35, 39, 45, 51, 52, 56, 58, 59, 66, and 68) are considered high-risk for the development of cervical cancer and its precursor lesions. Furthermore, HPV types 16 and 18 have been regarded as the genotypes most closely associated with progression to cervical cancer. HPV-16 is the most carcinogenic, and is associated with approximately 60% of all cervical cancers, while HPV-18 accounts for approximately 10% to 15% of cervical cancers.(4-6) Although persistent infection with HR-HPV is necessary for the development of cervical cancer and its precursor lesions, only a very small percentage of infections progress to these disease states. Sexually transmitted infection with HPV is extremely common, with estimates of up to 75% of all women being exposed to HPV at some point. However, almost all infected women will mount an effective immune response and clear the infection within 2 years without any long-term health consequences. An infection with any HPV type can produce CIN although this also usually resolves once the HPV infection has been cleared. In developed countries with cervical cancer screening programs, the Pap smear has been used since the mid-1950s as the primary tool to detect early precursors to cervical cancer. Although it has decreased the death rates due to cervical cancer dramatically in those countries, the Pap smear and subsequent liquid-based cytology methods require subjective interpretation by highly trained cytopathologists and misinterpretation can occur. Cytological abnormalities are primarily due to infection with HPV; however, various inflammatory conditions or sampling variations can result in false-positive cytology results. Triage of an abnormal cytology result may involve repeat testing, colposcopy and biopsy. A histologically confirmed high-grade lesion must be surgically removed or ablated in order to prevent the development of invasive cervical cancer. DNA testing by polymerase chain reaction has become a standard, noninvasive method for determining the presence of a cervical HPV infection. Proper implementation of nucleic acid testing for HPV may: 1. Increase the sensitivity of cervical cancer screening programs by detecting high-risk lesions earlier in women 30 years old and older with normal cytology 2. Reduce the need for unnecessary colposcopy and treatment in patients 21 and older with cytology results showing ASCUS Recent data suggest that individual genotyping for HPV types 16 and 18 can assist in determining appropriate follow-up testing and triaging women at risk for progression to cervical cancer. Studies have shown that the absolute risk of CIN-2 or worse in HPV-16 or HPV-18 positive women is 11.4% (95% CI 8.4%-14.8%) compared with 6.1% (95% CI, 4.9%-7.2%) of women positive for other HR-HPV genotypes and 0.8% (95% CI, 0.3%-1.5%) in HR-HPV negative women.(7) Based in part on these data, the American Society for Colposcopy and Cervical Pathology (ASCCP) now recommends that HPV 16 and 18 genotyping be performed on women who are positive for HR-HPV but negative by routine cytology. Women who are found to be positive for HPV-16 or HPV-18 may be referred to colposcopy, while women who are negative for genotypes 16 and 18 may have repeat cytology and HR-HPV testing in 12 months.(4) | ThinPrepPAPANICOLAOU: Satisfactory for evaluation. Negative for intraepithelial lesion or malignancy. Note:Abnormal results will be reviewed by a pathologist at an additional charge. HUMAN PAPILLOMAVIRUS (HPV): Negative for HPV genotypes 16, 18, 31, 33, 35, 39, 45, 51, 52, 56, 58, 59, 66, and 68 | Cytology: Standard reporting, as defined by the Bethesda System is utilized.(8) Human papillomavirus: A positive result indicates the presence of human papillomavirus (HPV) DNA due to 1 or more of the following genotypes: 16, 18, 31, 33, 35, 39, 45, 51, 52, 56, 58, 59, 66, and 68. A negative result indicates the absence of HPV DNA of the targeted genotypes. For patients with atypical squamous cells of undetermined significancePapanicolaou (Pap) smear result and who are positive for high-risk HPV (HR-HPV), consider referral for colposcopy, if clinically indicated. For women aged 30 years and older with a negative Pap smear result, but who are positive for HPV-16 or HPV-18, consider referral for colposcopy, if clinically indicated. For women aged 30 years and older with a negative Pap smear, positive HR-HPV test result, but who are negative for HPV-16 and HPV-18, consider repeat testing by both cytology and a HR-HPV test in 12 months. | The Papanicolaou (Pap) test is a screening test for cervical cancer with inherent false-negative results. A negative human papillomavirus (HPV) test or Pap smear result does not preclude the presence of carcinoma or intraepithelial lesion. The false-negative rates of the Pap test range from 15% to 30%. The cobas HPV test detects DNA of the high-risk types 16, 18, 31, 33, 35, 39, 45, 51, 52, 56, 58, 59, 66, and 68. This test does not detect DNA of HPV low-risk types (eg, 6, 11, 42, 43, 44) since these are not associated with cervical cancer and its precursor lesions. The cobas HPV test is not recommended for evaluation of suspected sexual abuse. Prevalence of HPV infection in a population may affect performance. Positive predictive values decrease when testing populations with low prevalence or individuals with no risk of infection. Infection with HPV is not an indicator of cytologic high-grade intraepithelial lesion (HSIL) or underlying high-grade cervical intraepithelial neoplasia (CIN), nor does it imply that CIN2-3 or cancer will develop. Most women infected with 1 or more high-risk HPV (HR-HPV) types do not develop CIN2-3 or cancer. A negative HR-HPV result does not exclude the possibility of future cytologic HSIL or underlying CIN2-3 or cancer. | 1. Solomon D, Schiffman M, Tarone R, ALTS Study group: Comparison of three management strategies for patients with atypical squamous cells of undetermined significance: baseline results from a randomized trial. J Natl Cancer Inst. 2001 Feb 2 ;93:293-299 2. Soloman D, Davey D, Kurman R, et al: The 2001 Bethesda System: terminology for reporting results of cervical cytology. JAMA. 2002 Apr 24;287(16):2114-2119 3. Wright TC, Cox JT, Massad LS, et al: 2001 Consensus guidelines for the management of women with cervical cytological abnormalities. JAMA. 2002;287:2120-2129 4. Saslow D, Solomon D, Lawson HW, et al: American Cancer Society, American Society for Colposcopy and Cervical Pathology, and American Society for Clinical Pathology Screening Guidelines for the Prevention and Early Detection of Cervical Cancer. J Low Genit Tract Dis. 2012;16(3):175-204 5. Walboomers JM, Jacobs MV, Manos MM, et al: Human papillomavirus is a necessary cause of invasive cervical cancer worldwide. J Pathol. 1999 Sep;189(1):12-19 6. de Sanjose S, Quint WG, Alemany L, et al: Human papillomavirus genotype attribution in invasive cervical cancer: a retrospective cross-sectional worldwide study. Lancet Oncol. 2010 Nov;11(11):1048-1056 7. Wright TC, Stoler MH, Sharma A, et al: Evaluation of HPV-16 and HPV-18 genotyping for the triage of women with high-risk HPV positive, cytology-negative results. Am J Clin Pathol. 2011 Oct;136(4):578-586 8.Solomon D: Forward. In: Nayar R, Wilbur DC, eds. The Bethesda System for Reporting Cervical Cytology: Definitions, Criteria, and Explanatory Notes. 3rd ed. Springer; 2015 9.Massad LS, Einstein MH, Huh WK, et al: 2012 updated consensus guidelines for the management of abnormal cervical cancer screening tests and cancer precursors. J Low Genit Tract Dis. 2013 April;17(5 Suppl 1):S1-S27 10. Sherman ME, Lorincz A, Scott DR, et al: Baseline cytology, human papillomavirus testing, and risk for cervical neoplasia: a 10-year cohort analysis. J Nat Cancer Inst. 2003 January;95(1):46-52 | A ThinPrep Pap specimen is collected, processed on a T2000 or T5000 processor, and stained with a Papanicolaou stain. Cases are examined microscopically and those with appropriate cytologic diagnoses are referred for human papillomavirus (HPV) testing if the patient is 21 years old or older.(Instruction manuals: ThinPrep 2000 System Operator's Manual. Hologic; MAN-02585-001 Rev. 006, 02/2017; ThinPrep 5000 Processor Operator's Manual. Hologic; MAN-02203-001 Rev. 002, 2016) The cobas HPV test targets and detects nucleic acid from the L1 region of the HPV genome using real-time polymerase chain reaction technology. The cobas HPV test is used for the in vitro qualitative detection of 14 high-risk HPV types commonly associated with cervical cancer. The assay is able to specifically assess for the presence or absence of HPV genotypes 16 and 18, while concurrently detecting the remaining 12 high-risk types (31, 33, 35, 39, 45, 51, 52, 56, 58, 59, 66 and 68). The cobas HPV test is used in conjunction with the cobas 4800 System. The cobas 4800 System comprises the cobas x 480 instrument and Cobas z 480 analyzer that fully automates the cobas HPV from sample extraction through amplification, detection, and data reduction.(Package insert: cobas HPV test. Roche Diagnostics. Version 05641268001-01EN, 03/2021) | 5 to 8 days | 14 days after report issued if HPV testing has not been performed. 1 week if HPV testing has been performed. | This test has been cleared, approved, or is exempt by the US Food and Drug Administration and is used per manufacturer's instructions. Performance characteristics were verified by Mayo Clinic in a manner consistent with CLIA requirements. | 8814288141(if appropriate) | ThinPrep Diagnostic HPV Reflex | 18500-9 | 71823 | Case Number | 80398-1
TPRPD | ThinPrep Diagnostic, Varies | Detecting cervical carcinoma or intraepithelial lesions when screening women for possible cervical neoplasia | ThinPrep Pap Cytology Screening by Light Microscopy | Yes | ThinPrep Diagnostic | If ThinPrep Pap results are abnormal, a pathologist will review the case at an additional charge. | Patient Preparation:For optimal interpretation, Pap smears should be collected near the middle of the menstrual cycle. Avoid douching, lubricant use, or sexual intercourse for 24 hours prior to specimen collection. Only 1 aliquot may be removed from PreservCyt sample vialprior to performing the ThinPrep Pap test, regardless of the volume of the aliquot (maximum aliquot volume: 4 mL). Submit only 1 of the following specimens: Specimen Type:Cervical Supplies:Thin Prep Media with Broom Kit (T056) Container/Tube:ThinPrep Specimen Volume:16 mL Collection Instructions: 1.Obtain adequate sampling from cervix using a broom-like collection device. If desired, use lukewarm water to warm and lubricate the speculum. Insert the central bristles of the broom into the endocervical canal deep enough to allow the shorter bristles to fully contact the ectocervix. Push gently and rotate the broom in a clockwise direction 5 times. 2. Rinse the broom as quickly as possible into the PreservCyt solution vial by pushing broom into bottom of vial 10 times, forcing the bristles apart. 3. As a final step, swirl broom vigorously to further release material. Discard the collection device. 4. Tighten cap on vial so that the torque line on the cap passes the torque line on the vial. 5.Specimen vial must be labeled with a minimum of 2 unique identifiers(patient's name and medical record number or date of birth). 6. Bag ThinPrep specimens individually as they have a tendency to leak during transport. 7. Place labels on the vial and on the bag. Specimen Type:Ectocervix and endocervix Supplies:Thin Prep Media with Spatula and Brush Kit (T434) Container/Tube:ThinPrep Specimen Volume:16 mL Collection Instructions: 1. Obtain an adequate sampling from the ectocervix using a plastic spatula. If desired, use lukewarm water to warm and lubricate the speculum. Select contoured end of plastic spatula and rotate it 360 degrees around the entire exocervix while maintaining tight contact with exocervical surface. 2. Rinse spatulas quickly as possible into the PreservCyt solution vial by swirling spatula vigorously in vial 10 times. Discard the spatula. 3. Next, obtain an adequate specimen from endocervix using an endocervical brush device. Insert the brush into the cervix until only the bottommost fibers are exposed. Slowly rotate one-quarter or one-half turn in on direction.Do not over-rotate. 4. Rinse the brush as quickly as possible in the PreservCyt solution by rotating the device in the solution 10 times while pushing against the PreservCyt vial wall. 5. Swirl brush vigorously as final step to further release material. Discard the brush. 6. Tighten the cap so that the torque line on the cap passes the torque line on the vial. 7.Specimen vial must be labeled with a minimum of 2 unique identifiers(patient's name and medical record number or date of birth). 8. Bag ThinPrep specimens individually as they have a tendency to leak during transport. 9. Place labels on the vial and on the bag. | See Specimen Required | The ThinPrep Pap test is an alternative preparation method for the cervical Pap screening test. The method utilizes a liquid-based technique that replaces the direct smear method of the conventional Pap screen. This method is one of several technologies developed to improve visualization of cellular material by reducing smearing trauma, air drying artifact, and obscuring blood and inflammation. In addition, variability in smearing technique is eliminated as the majority of processing and preparation is performed in the laboratory under controlled conditions. Squamous cell carcinoma of the cervix is believed to develop in progressive stages from normal through precancerous (dysplastic) stages, to carcinoma in situ, and eventually invasive carcinoma. This sequence is felt to develop over a matter of years in most patients. Follow-up of the cervical Pap abnormality atypical squamous cells of undetermined significance is costly and frustrating to patients and clinicians because a large percentage of these patients have normal colposcopic and biopsy findings. Yet, a significant percentage (10%-15%) will have an underlying high-grade squamous intraepithelial lesion. | Satisfactory for evaluation. Negative for intraepithelial lesion or malignancy. Note:Abnormal results will be reviewed by a pathologist at an additional charge. | Standard reporting, as defined by the Bethesda System is utilized.(1) | The Pap test is a screening test for cervical cancer with inherent false-negative results. A negative human papillomavirus (HPV) test or Pap smear result does not preclude the presence of carcinoma or intraepithelial lesion. The false-negative rates of the Pap test rangefrom 15% to 30%. | 1.Nayar R, Wilbur DC, eds The Bethesda System for Reporting Cervical Cytology: Definitions, Criteria, and Explanatory Notes. 3rd ed. Springer; 2015 2. Austin RM, Ramzey I: Increased detection of epithelial cell abnormalities by liquid-based gynecologic cytology preparations. A review of accumulated data. Acta Cytol. 1998 Feb;42(1):178-184 3. Guidos BJ, Selvaggi SM: Use of the ThinPrep Pap test in clinical practice. Diagn Cytopathol. 1999 Feb;20(2):70-73 4. Kurman RJ, Solomon D: The Bethesda System for Reporting Cervical/Vaginal Cytologic Diagnoses: Definitions, Criteria, and Explanatory Notes for Terminology and Specimen Adequacy. Springer-Verlag; 1994 5. Gay JD, Donaldson LD, Goellner JR: False-negative results in cervical cytologic studies. Acta Cytol. 1985 Nov-Dec;29(6):1043-1046 6. Saslow D, Solomon D, Lawson HW, et al: American Cancer Society, American Society for Colposcopy and Cervical Pathology, and American Society for Clinical Pathology screening guidelines for the prevention and early detection of cervical cancer. J Low Genit Tract Dis. 2012 Jul;16(3):175-204 | The ThinPrep Pap specimen is processed on a T2000 or T3000 processor, producing a slide that is stained with a Papanicolaou stain. The stained slides are examined microscopically.(Instruction manuals: ThinPrep 2000 System, Cytyc, Marlboro, MA; ThinPrep 3000 Processor, Cytyc, Marlboro, MA) | 5 to 8 days | 14 days after report issued | This test has been cleared, approved, or is exempt by the US Food and Drug Administration and is used per manufacturer's instructions. Performance characteristics were verified by Mayo Clinic in a manner consistent with CLIA requirements. | 8814288141 (if appropriate) | ThinPrep Diagnostic | 47527-7 | 71821 | Case Number | 80398-1
STHPV | ThinPrep Screen with Human Papillomavirus (HPV) Reflex, Varies | Managing and triaging of patients, aged 21 years or older, with abnormal Pap results Screening for detection of high-risk (HR) human papillomavirus (HPV) genotypes associated with the development of cervical cancer Aids in triaging women with abnormal Pap smear results Individual genotyping of HPV-16 and HPV-18 if present Aids in triaging women with positive HR-HPV but negative Pap smear results | Light Microscopy/Real-Time Polymerase Chain Reaction (PCR) | Yes | ThinPrep Screen HPV Reflex | When this test is ordered, a ThinPrep Pap screen will be performed. If the results include the criteria below, a high-risk human papillomavirus test will be performed: | Patient Preparation:For optimal interpretation, Papanicolaou smears should be collected near the middle of the menstrual cycle. No douching, lubricant use, and sexual intercourse for 24 hours prior to specimen collection. Only 1 aliquot may be removed from PreservCyt sample vial prior to performing the ThinPrep Pap Test, regardless of the volume of the aliquot (maximum aliquot volume: 4 mL). Submit only 1 of the following specimens: Supplies:Thin Prep Media with Broom Kit (T056) Specimen Type:Cervical Container/Tube:ThinPrep Specimen Volume:16 mL Collection Instructions: 1.Obtain adequate sampling from cervix using a broom-like collection device. If desired, use lukewarm water to warm and lubricate the speculum. Insert the central bristles of the broom into the endocervical canal deep enough to allow the shorter bristles to fully contact the ectocervix. Push gently and rotate the broom in a clockwise direction 5 times. 2. Rinse the broom as quickly as possible into the PreservCyt solution vial by pushing broom into bottom of vial 10 times, forcing the bristles apart. 3. As a final step, swirl broom vigorously to further release material. Discard the collection device. 4. Tighten cap on vial so that the torque line on the cap passes the torque line on the vial. 5.Specimen vial must be labeled with a minimum of 2 unique identifiers(patient's name and medical record number or date of birth). 6. Bag ThinPrep specimens individually as they have a tendency to leak during transport. 7. Place labels on the vial and on the bag. Supplies:Thin Prep Media with Spatula and Brush Kit (T434) Specimen Type:Ectocervix and endocervix Container/Tube:ThinPrep Specimen Volume:16 mL Collection Instructions: 1. Obtain an adequate sampling from the ectocervix using a plastic spatula. If desired, use lukewarm water to warm and lubricate the speculum. Select contoured end of plastic spatula and rotate it 360 degrees around the entire exocervix while maintaining tight contact with exocervical surface. 2. Rinse spatulas quickly as possible into the PreservCyt solution vial by swirling spatula vigorously in vial 10 times. Discard the spatula. 3. Next, obtain an adequate specimen from endocervix using an endocervical brush device. Insert the brush into the cervix until only the bottommost fibers are exposed. Slowly rotate one quarter or one half turn in 1 direction.Do not over rotate. 4. Rinse the brush as quickly as possible in the PreservCyt solution by rotating the device in the solution 10 times while pushing against the PreservCyt vial wall. 5. Swirl brush vigorously as final step to further release material. Discard the brush. 6. Tighten the cap so that the torque line on the cap passes the torque line on the vial. 7.Specimen vial must be labeled with a minimum of 2 unique identifiers(patient's name and medical record number or date of birth). 8. Bag ThinPrep specimens individually as they have a tendency to leak during transport. 9. Place labels on the vial. | See Specimen Required | Squamous cell carcinoma of the cervix is believed to develop in progressive stages, from normal through precancerous (dysplastic) stages to carcinoma in situ and eventually invasive carcinoma. This sequence is felt to develop over a matter of years in most patients. Follow-up of the cervical Pap abnormality atypical squamous cells of undetermined significance (ASCUS) is costly and frustrating to patients and clinicians because a large percentage of these patients have normal colposcopic and biopsy findings. Yet, a significant percentage (10%-15%) will have an underlying high-grade squamous intraepithelial lesion (HSIL). The majority (>99%) of cervical epithelial neoplasms are the result of human papillomavirus (HPV) infection. High-risk HPV (HR-HPV) types (16, 18, 31, 33, 35, 39, 45, 51, 52, 56, 58, 59, and 68) can result in low-grade squamous intraepithelial lesions and HSIL, as well as invasive carcinomas. Patients with HSIL have a greater risk for progression to carcinoma. In the setting of an abnormal Pap result, the presence of HR-HPV types in cervical specimens identifies a subgroup of patients with a greater likelihood of having a HSIL. If the patient has been previously diagnosed with an abnormal Pap result or is at high risk, consider ordering the diagnostic test: DTHPV / ThinPrep Diagnostic with Human Papillomavirus (HPV) Reflex, Varies rather than this screen. Persistent infection with HPV is the principal cause of cervical cancer and its precursor, cervical intraepithelial neoplasia (CIN).(1-3) The presence of HPV has been implicated in greater than 99% of cervical cancers worldwide. HPV is a small, nonenveloped, double-stranded DNA virus with a genome of approximately 8000 nucleotides. There are more than 118 different types of HPV and approximately 40 different HPVs that can infect the human anogenital mucosa. However, data suggest that 14 of these types (HPV types 16, 18, 31, 33, 35, 39, 45, 51, 52, 56, 58, 59, 66, and 68) are considered high-risk for the development of cervical cancer and its precursor lesions. Furthermore, HPV types 16 and 18 have been regarded as the genotypes most closely associated with progression to cervical cancer. HPV-16 is the most carcinogenic and is associated with approximately 60% of all cervical cancers, while HPV-18 accounts for approximately 10% to 15% of cervical cancers.(4-6) Although persistent infection with HR-HPV is necessary for the development of cervical cancer and its precursor lesions, only a very small percentage of infections progress to these disease states. Sexually transmitted infection with HPV is extremely common, with estimates of up to 75% of all women being exposed to HPV at some point. However, almost all infected women will mount an effective immune response and clear the infection within 2 years without any long-term health consequences. Infection with any HPV type can produce CIN, although this also usually resolves once the HPV infection has been cleared. In developed countries with cervical cancer screening programs, the Pap smear has been used since the mid-1950s as the primary tool to detect early precursors to cervical cancer. Although it has dramatically decreased the death rates due to cervical cancer in those countries, the Pap smear and subsequent liquid-based cytology methods require subjective interpretation by highly trained cytopathologists and misinterpretation can occur. Cytological abnormalities are primarily due to infection with HPV; however, various inflammatory conditions or sampling variations can result in false-positive cytology results. Triage of an abnormal cytology result may involve repeat testing, colposcopy, and biopsy. A histologically confirmed high-grade lesion must be surgically removed or ablated in order to prevent the development of invasive cervical cancer. Nucleic acid (DNA) testing by PCR has become a standard, noninvasive method for determining the presence of a cervical HPV infection. Proper implementation of nucleic acid testing for HPV may: 1, Increase the sensitivity of cervical cancer screening programs by detecting high-risk lesions earlier in women 30 years and older with normal cytology 2.Reduce the need for unnecessary colposcopy and treatment in patients 21 and older with cytology results showing ASCUS. Recent data suggest that individual genotyping for HPV types 16 and 18 can assist in determining appropriate follow-up testing and triaging women at risk for progression to cervical cancer. Studies have shown that the absolute risk of CIN-2 or worse in HPV-16 or HPV-18 positive women is 11.4% (95% confidence interval [CI] 8.4%-14.8%) compared with 6.1% (95% CI, 4.9%-7.2%) of women positive for other HR-HPV genotypes and 0.8% (95% CI, 0.3%-1.5%) in HR-HPV negative women.(7) Based in part on these data, the American Society for Colposcopy and Cervical Pathology (ASCCP) now recommends that HPV 16/18 genotyping be performed on women who are positive for HR-HPV but negative by routine cytology. Women who are found to be positive for HPV-16 or -18 may be referred to colposcopy, while women who are negative for genotypes 16 and 18 may have repeat cytology and HR-HPV testing in 12 months.(4) | ThinPrep PAPANICOLAOU Satisfactory for evaluation. Negative for intraepithelial lesion or malignancy. Note:Abnormal results will be reviewed by a pathologist at an additional charge. HUMAN PAPILLOMAVIRUS (HPV) Negative for HPV genotypes 16, 18, 31, 33, 35, 39, 45, 51, 52, 56, 58, 59, 66, and 68 | Cytology: Standard reporting, as defined by the Bethesda System, is utilized. Human papillomavirus: A positive result indicates the presence of human papillomavirus (HPV) DNA due to 1 or more of the following genotypes: 16, 18, 31, 33, 35, 39, 45, 51, 52, 56, 58, 59, 66, and 68. A negative result indicates the absence of HPV DNA of the targeted genotypes. For patients with atypical squamous cells of undetermined significance Pap smear result and who are positive for high-risk HPV (HR-HPV), consider referral for colposcopy if clinically indicated. For women aged 30 years and older with a negative Pap smear result but who are positive for HPV-16 or HPV-18, consider referral for colposcopy if clinically indicated. For women aged 30 years and older with a negative Pap smear and positive HR-HPV test result but who are negative for HPV-16 and HPV-18, consider repeat testing by both cytology and a HR-HPV test in 12 months. | The Pap test is a screening test for cervical cancer with inherent false-negative results. A negative human papillomavirus (HPV) test or Pap smear result does not preclude the presence of carcinoma or intraepithelial lesion. The false-negative rates of the Pap test range from 15% to 30%. The cobas HPV test detects DNA of the high-risk (HR) types 16, 18, 31, 33, 35, 39, 45, 51, 52, 56, 58, 59, 66, and 68. This test does not detect DNA of HPV low-risk types (eg, 6, 11, 42, 43, 44) since these are not associated with cervical cancer and its precursor lesions. The cobas HPV test is not recommended for evaluation of suspected sexual abuse. Prevalence of HPV infection in a population may affect performance. Positive predictive values decrease when testing populations with low prevalence or individuals with no risk of infection. Infection with HPV is not an indicator of cytologic high-grade intraepithelial lesion (HSIL) or underlying high-grade cervical intraepithelial neoplasia (CIN), nor does it imply that CIN2-3 or cancer will develop. Most women infected with 1 or more HR-HPV types do not develop CIN2-3 or cancer. A negative HR-HPV result does not exclude the possibility of future cytologic HSIL or underlying CIN2-3 or cancer. | 1. Solomon D, Schiffman M, Tarone R: Comparison of three management strategies for patients with atypical squamous cells of undetermined significance: baseline results from a randomized trial. J Natl Cancer Inst. 2001 Feb;93(4):293-299 2. Soloman D, Davey D, Kurman R, et al: The 2001 Bethesda System: terminology for reporting results of cervical cytology. JAMA. 2002 Apr;287(16):2114-2119 3. Wright TC Jr, Cox JT, Massad LS, et al: 2001 consensus guidelines for the management of women with cervical cytological abnormalities. JAMA 2002 Apr;287(16):2120-2129 4. Saslow D, Solomon D, Lawson HW, et al: American Cancer Society, American Society for Colposcopy and Cervical Pathology, and American Society for Clinical Pathology screening guidelines for the prevention and early detection of cervical cancer. CA Cancer J Clin. 2012 May-Jun;62(3):147-72 5. Walboomers JM, Jacobs MV, Manos MM, et al: Human papillomavirus is a necessary cause of invasive cervical cancer worldwide. J Pathol. 1999 Sep;189(1):12-19 6. de Sanjose S, Quint WG, Alemany L, et al: Human papillomavirus genotype attribution in invasive cervical cancer: a retrospective cross-sectional worldwide study. Lancet Oncol. 2010 Nov;11(11):1048-1056 7. Wright TC Jr, Stoler MH, Sharma A, et al: Evaluation of HPV-16 and HPV-18 genotyping for the triage of women with high-risk HPV positive, cytology-negative results. Am J Clin Pathol. 2011 Oct;136(4):578-586 8. Massad LS, Einstein MH, Huh WK, et al: 2012 updated consensus guidelines for the management of abnormal cervical cancer screening tests and cancer precursors. J Low Genit Tract Dis. 2013 Apr;17(5 Suppl 1):S1-S27 9. Sherman ME, Lorincz AT, Scott DR, et al: Baseline cytology, human papillomavirus testing, and risk for cervical neoplasia: a 10-year cohort analysis. J Nat Cancer Inst, 2003 Jan;95(1):46-52 | A ThinPrep Pap specimen is collected, processed on a T2000 or T3000 processor, and stained with a Pap stain. Cases are examined microscopically and those with appropriate cytologic diagnoses are referred to the Virology Laboratory for human papillomavirus (HPV) testing if the patient is 21 years old or older.(Instruction manuals: ThinPrep 2000 System Operator's Manual. Hologic; MAN-02585-001 Rev. 006, 02/2017; ThinPrep 5000 Processor Operator's Manual. Hologic; MAN-02203-001 Rev. 002, 2016) The cobas HPV test targets and detects nucleic acid from the L1 region of the HPV genome using real-time polymerase chain reaction technology. The cobas HPV test is used for the in vitro qualitative detection of 14 high-risk HPV types commonly associated with cervical cancer. The assay is able to specifically assess for the presence or absence of HPV genotypes 16 and 18 while concurrently detecting the remaining 12 high-risk types (31, 33, 35, 39, 45, 51, 52, 56, 58, 59, 66, and 68). The Cobas HPV test is used in conjunction with the cobas 4800 System. The cobas 4800 System comprises the cobas x 480 instrument and Cobas z 480 analyzer that fully automates the cobas HPV from sample extraction through amplification, detection, and data reduction.(Instruction manual and package insert: cobas HPV test. Roche Diagnostics; version 05641268001-01EN, 03/2021) | 5 to 8 days | 14 days after report issued if HPV testing has not been performed. 1 week if HPV testing has been performed. | This test has been cleared, approved, or is exempt by the US Food and Drug Administration and is used per manufacturer's instructions. Performance characteristics were verified by Mayo Clinic in a manner consistent with CLIA requirements. | G01238814288141 (if appropriate) | ThinPrep Screen HPV Reflex | 18500-9 | 71822 | Case Number | 80398-1
TPRPS | ThinPrep Screen, Varies | Screening for cervical carcinoma or intraepithelial lesions | ThinPrep Pap Cytology Screening by Light Microscopy | Yes | ThinPrep Screen | If ThinPrep Pap results are abnormal, a pathologist will review the case at an additional charge. | Patient Preparation:For optimal interpretation, Pap smears should be collected near the middle of the menstrual cycle. Avoid douching, lubricant use, and sexual intercourse for 24 hours prior to specimen collection. Only 1 aliquot may be removed from PreservCyt sample vial prior to performing the ThinPrep Pap test, regardless of the volume of the aliquot (maximum aliquot volume: 4 mL). Submit only 1 of the following specimens: Specimen Type:Cervical Supplies:Thin Prep Media with Broom Kit (T056) Container/Tube:ThinPrep Specimen Volume:16 mL Collection Instructions: 1.Obtain adequate sampling from cervix using a broom-like collection device. If desired, use lukewarm to warm water and lubricate the speculum. Insert the central bristles of the broom into the endocervical canal deep enough to allow the shorter bristles to fully contact the ectocervix. Push gently and rotate the broom in a clockwise direction 5 times. 2. Rinse the broom as quickly as possible into the PreservCyt solution vial by pushing broom into bottom of vial 10 times, forcing the bristles apart. 3. As a final step, swirl broom vigorously to further release material. Discard the collection device. 4. Tighten cap on vial so that the torque line on the cap passes the torque line on the vial. 5.Specimen vial must be labeled with a minimum of 2 unique identifiers(patient's name and medical record number or date of birth). 6. Bag ThinPrep specimens individually as they have a tendency to leak during transport. 7. Place labels on the vial and on the bag. Specimen Type:Ectocervix and endocervix Supplies:Thin Prep Media with Spatula and Brush Kit (T434) Container/Tube:ThinPrep Specimen Volume:16 mL Collection Instructions: 1. Obtain an adequate sampling from the ectocervix using a plastic spatula. If desired, use lukewarm to warm water and lubricate the speculum. Select contoured end of plastic spatula and rotate it 360 degrees around the entire exocervix while maintaining tight contact with exocervical surface. 2. Rinse spatulas quickly as possible into the PreservCyt solution vial by swirling spatula vigorously in vial 10 times. Discard the spatula. 3. Next, obtain an adequate specimen from endocervix using an endocervical brush device. Insert the brush into the cervix until only the bottommost fibers are exposed. Slowly rotate one-quarter or one-half turn in one direction.Do not over rotate. 4. Rinse the brush as quickly as possible in the PreservCyt solution by rotating the device in the solution 10 times while pushing against the PreservCyt vial wall. 5. Swirl brush vigorously as final step to further release material. Discard the brush. 6. Tighten the cap so that the torque line on the cap passes the torque line on the vial. 7.Specimen vial must be labeled with a minimum of 2 unique identifiers(patient's name and medical record number or date of birth). 8. Bag ThinPrep specimens individually as they have a tendency to leak during transport. 9. Place labels on the vial. | See Specimen Required | The ThinPrep Pap test is an alternative preparation method for the cervical Pap screening test. The method utilizes a liquid-based technique that replaces the direct smear method of the conventional Pap screen. This method is one of several technologies developed to improve visualization of cellular material by reducing smearing trauma, air-drying artifact, and obscuring blood and inflammation. In addition, variability in smearing technique is eliminated as the majority of processing and preparation is performed in the laboratory under controlled conditions. Squamous cell carcinoma of the cervix is believed to develop in progressive stages, from normal through precancerous (dysplastic) stages to carcinoma in situ and eventually invasive carcinoma. This sequence is felt to develop over a matter of years in most patients. Follow-up of the cervical Pap abnormality atypical squamous cells of undetermined significance is costly and frustrating to patients and clinicians because a large percentage of these patients have normal colposcopic and biopsy findings. Yet, a significant percentage (10%-15%) will have an underlying high-grade squamous intraepithelial lesion. | Satisfactory for evaluation. Negative for intraepithelial lesion or malignancy. Note:Abnormal results will be reviewed by a pathologist at an additional charge. | Standard reporting, as defined by the Bethesda System is utilized.(1) | The Pap test is a screening test for cervical cancer with inherent false-negative results. A negative human papillomavirus (HPV) test or Pap smear result does not preclude the presence of carcinoma or intraepithelial lesion. The false-negative rates of the Pap test rangefrom 15% to 30%. | 1.Nayer R, Wilbur DC, eds: The Bethesda System for Reporting Cervical Cytology: Definitions, Criteria, and Explanatory Notes. 3rd edition. Springer; 2015 2. Austin RM, Ramzey I: Increased detection of epithelial cell abnormalities by liquid-based gynecologic cytology preparations. A review of accumulated data. Acta Cytol. 1998 Jan-Feb;42(1):178-184 3. Guidos BJ, Selvaggi SM: Use of the ThinPrep Pap test in clinical practice. Diagn Cytopathol. 1999 Feb;20(2):70-73 4. Kurman RJ, Soloman D, eds: The Bethesda System for Reporting Cervical/Vaginal Cytologic Diagnoses: Definitions, Criteria, and Explanatory Notes for Terminology and Specimen Adequacy. Springer-Verlag; 1994 5. Gay JD, Donaldson LD, Goellner JR: False-negative results in cervical cytologic studies. Acta Cytol. 1985 Nov-Dec;29:1043-1046 6. Saslow D, Solomon D, Lawson HW, et al: American Cancer Society, American Society for Colposcopy and Cervical Pathology, and American Society for Clinical Pathology screening guidelines for the prevention and early detection of cervical cancer. CA Cancer J Clin. 2012 May-Jun;16(3):175-204 | The ThinPrep Pap specimen is processed on a T2000 or T3000 processor, producing a slide that is stained with a Papanicolaou stain. The stained slides are examined microscopically.(Instruction manuals: ThinPrep 2000 System, Cytyc, Marlboro, MA; ThinPrep 3000 Processor, Cytyc, Marlboro, MA) | 5 to 8 days | 14 days after report issued | This test has been cleared, approved, or is exempt by the US Food and Drug Administration and is used per manufacturer's instructions. Performance characteristics were verified by Mayo Clinic in a manner consistent with CLIA requirements. | G0123 (Government Payers)8814288141-TPSPC (if appropriate) | ThinPrep Screen | 47527-7 | 71820 | Case Number | 80398-1
DTPCO | ThinPrep with Human Papillomavirus (HPV) Co-Test-Diagnostic, Varies | Detection and diagnosis of cervical carcinoma or intraepithelial lesions and the presence or absence of high-risk human papillomavirus (HR-HPV) in women over age 30 at risk for cervical neoplasia Detecting high-risk HPV genotypes associated with the development of cervical cancer Aids in triaging women with abnormal Pap smear results Individual genotyping of HPV-16 or HPV-18 if present Aids in triaging women with positive HR-HPV 16 and 18, but negative Pap smear results | ThinPrep Pap Cytology Screening by Light Microscopy/Real-Time Polymerase Chain Reaction | Yes | ThinPrep w/HPV Co-Test-Diagnostic | When this test is ordered, a ThinPrep Pap cytology diagnostic and human papillomavirus high-risk DNA detection with genotyping by polymerase chain reaction test will be performed at an additional charge. | Patient Preparation:For optimal interpretation, Papanicolaou smears should be collected near the middle of the menstrual cycle. No douching, lubricant use, and sexual intercourse for 24 hours prior to specimen collection. Only 1 aliquot may be removed from PreservCyt sample vial prior to performing the ThinPrep Pap Test, regardless of the volume of the aliquot (maximum aliquot volume: 4 mL). Submit only 1 of the following specimens: Specimen Type:Cervical Supplies:ThinPrep Media with Broom Kit (T056) Collection Container/Tube:ThinPrep Specimen Volume:16 mL Collection Instructions: 1.Obtain adequate sampling from cervix using a broom-like collection device. If desired, use lukewarm water to warm and lubricate the speculum. Insert the central bristles of the broom into the endocervical canal deep enough to allow the shorter bristles to fully contact the ectocervix. Push gently and rotate the broom in a clockwise direction 5 times. 2. Rinse the broom as quickly as possible into the PreservCyt solution vial by pushing broom into bottom of vial 10 times, forcing the bristles apart. 3. As a final step, swirl broom vigorously to further release material. Discard the collection device. 4. Tighten cap on vial so that the torque line on the cap passes the torque line on the vial. 5.Specimen vial must be labeled with a minimum of 2 unique identifiers(patient's name and medical record number or date of birth). 6. Bag ThinPrep specimens individually as they have a tendency to leak during transport. 7. Place labels on the vial and on the bag. Specimen Type:Ectocervix and endocervix Supplies:ThinPrep Media with Spatula and Brush Kit (T434) Collection Container/Tube:ThinPrep Specimen Volume:16 mL Collection Instructions: 1. Obtain an adequate sampling from the ectocervix using a plastic spatula. If desired, use lukewarm water to warm and lubricate the speculum. Select contoured end of plastic spatula and rotate it 360 degrees around the entire exocervix while maintaining tight contact with exocervical surface. 2. Rinse spatulas quickly as possible into the PreservCyt solution vial by swirling spatula vigorously in vial 10 times. Discard the spatula. 3. Next, obtain an adequate specimen from endocervix using an endocervical brush device. Insert the brush into the cervix until only the bottommost fibers are exposed. Slowly rotate one-quarter or one-half turn in 1 direction.Do not over rotate. 4. Rinse the brush as quickly as possible in the PreservCyt solution by rotating the device in the solution 10 times while pushing against the PreservCyt vial wall. 5. Swirl brush vigorously as final step to further release material. Discard the brush. 6. Tighten the cap so that the torque line on the cap passes the torque line on the vial. 7.Specimen vial must be labeled with a minimum of 2 unique identifiers(patient's name and medical record number or date of birth). 8. Bag ThinPrep specimens individually as they have a tendency to leak during transport. 9. Place labels on the vial and on the bag. | See Specimen Required | The majority (>99%) of cervical epithelial neoplasms are the result of human papillomavirus (HPV) infection. High-risk HPV (HR-HPV) types (16, 18, 31, 33, 35, 39, 45, 51, 52, 56, 58, 59, and 68) can result in both low-grade squamous intraepithelial lesion (LSIL) and high-grade squamous intraepithelial lesion (HSIL), as well as invasive carcinoma.(1,2) Patients with both negative cytology and negative HPV have been shown to be at extremely low risk for cervical neoplasia.(1,2) For women 30 years and older who have received a negative Pap smear test and concurrent negative HPV results, the American Cancer Society (ACS) and American College of Obstetricians and Gynecologists (ACOG) recommendations for cervical screening state that physicians may lengthen the screening interval to 3 years when using the combined tests. Patients deemed to be at high risk by the clinician should still be screened more frequently. The presence of HR-HPV types in cervical specimens identifies a subgroup of patients with a greater likelihood of having a high-grade squamous intraepithelial lesion. Current guidelines for follow-up of a cytology-negative/HPV-positive patient recommend repeat HPV testing in 12 months.(2) Persistent infection with HPV is the principal cause of cervical cancer and its precursor cervical intraepithelial neoplasia (CIN).(1-3) The presence of HPV has been implicated in more than 99% of cervical cancers worldwide. HPV is a small, nonenveloped, double-stranded DNA virus, with a genome of approximately 8000 nucleotides. There are more than 118 different types of HPV and approximately 40 different HPVs that can infect the human anogenital mucosa. However, data suggest that 14 of these types (HPV types 16, 18, 31, 33, 35, 39, 45, 51, 52, 56, 58, 59, 66, and 68) are considered high risk for the development of cervical cancer and its precursor lesions. Furthermore, HPV types 16 and 18 have been regarded as the genotypes most closely associated with progression to cervical cancer. HPV-16 is the most carcinogenic and is associated with approximately 60% of all cervical cancers, while HPV-18 accounts for approximately 10% to 15% of cervical cancers.(4-6) Although persistent infection with HR-HPV is necessary for the development of cervical cancer and its precursor lesions, only a very small percentage of infections progress to these disease states. Sexually transmitted infection with HPV is extremely common, with estimates of up to 75% of all women being exposed to HPV at some point. However, almost all infected women will mount an effective immune response and clear the infection within 2 years without any long-term health consequences. An infection with any HPV type can produce CIN although this also usually resolves once the HPV infection has been cleared. In developed countries with cervical cancer screening programs, the Pap smear has been used since the mid-1950s as the primary tool to detect early precursors to cervical cancer. Although it has decreased the death rates due to cervical cancer dramatically in those countries, the Pap smear and subsequent liquid-based cytology methods require subjective interpretation by highly trained cytopathologists and misinterpretation can occur. Cytological abnormalities are primarily due to infection with HPV; however, various inflammatory conditions or sampling variations can result in false-positive cytology results. Triage of an abnormal cytology result may involve repeat testing, colposcopy, and biopsy. A histologically confirmed high-grade lesion must be surgically removed or ablated in order to prevent the development of invasive cervical cancer. DNA testing by polymerase chain reaction has become a standard, noninvasive method for determining the presence of a cervical HPV infection. Proper implementation of nucleic acid testing for HPV may increase the sensitivity of cervical cancer screening programs by detecting high-risk lesions earlier in women 30 years and older with normal cytology and reduce the need for unnecessary colposcopy and treatment in patients 21 and older with cytology results showing atypical squamous cells of undetermined significance). Recent data suggest that individual genotyping for HPV types 16 and 18 can assist in determining appropriate follow-up testing and triaging women at risk for progression to cervical cancer. Studies have shown that the absolute risk of CIN-2 or worse in HPV-16 and HPV-18 positive women is 11.4% (95% CI 8.4%-14.8%) compared with 6.1% (95% CI, 4.9%-7.2%) of women positive for other HR-HPV genotypes and 0.8% (95% CI, 0.3%-1.5%) in HR-HPV negative women.(7) Based in part on these data, the American Society for Colposcopy and Cervical Pathology (ASCCP) now recommends that HPV 16 and 18 genotyping be performed on women who are positive for HR-HPV but negative by routine cytology. Women who are found to be positive for HPV-16 or HPV-18 may be referred to colposcopy, while women who are negative for genotypes 16 and 18 may have repeat cytology and HR-HPV testing in 12 months.(4) | ThinPrep PAPANICOLAOU Satisfactory for evaluation. Negative for intraepithelial lesion or malignancy. HUMAN PAPILLOMAVIRUS (HPV) Negative for HPV genotypes 16, 18, 31, 33, 35, 39, 45, 51, 52, 56, 58, 59, 66, and 68 | Cytology: Standard reporting, as defined by the Bethesda System is utilized. Human papillomavirus (HPV): A positive result indicates the presence of HPV DNA due to 1 or more of the following genotypes:16, 18, 31, 33, 35, 39, 45, 51, 52, 56, 58, 59, 66, and 68. A negative result indicates the absence of HPV DNA of the targeted genotypes. For patients withatypical squamous cells of undetermined significance(ASC-US) Pap smear result and who are positive for high-risk HPV (HR-HPV),consider referral for colposcopy, if clinically indicated. For women aged 30 years and older with a negative Pap smear result, but who are positive for HPV-16 or HPV-18, consider referral for colposcopy, if clinically indicated. For women aged 30 years and older with a negative Pap smear, positive HR-HPV test result, but who are negative for HPV-16 and HPV-18, consider repeat testing by both cytology and a HR-HPV test in 12 months. | The Pap test is a screening test for cervical cancer with inherent false-negative results. A negative human papillomavirus (HPV) test or Pap smear result does not preclude the presence of carcinoma or intraepithelial lesion. The false-negative rates of the Pap test range from 15% to 30%. The cobas HPV test detects DNA of the high-risk types 16, 18, 31, 33, 35, 39, 45, 51, 52, 56, 58, 59, 66, and 68. This test does not detect DNA of HPV low-risk types (eg, 6, 11, 42, 43, 44) since these are not associated with cervical cancer and its precursor lesions. The cobas HPV test is not recommended for evaluation of suspected sexual abuse. Prevalence of HPV infection in a population may affect performance. Positive predictive values decrease when testing populations with low prevalence or individuals with no risk of infection. Infection with HPV is not an indicator of cytologic high grade intraepithelial lesion (HSIL) or underlying high-grade cervical intraepithelial neoplasia (CIN), nor does it imply that CIN2-3 or cancer will develop. Most women infected with 1 or more high-risk HPV (HR-HPV) types do not develop CIN2-3 or cancer. A negative HR-HPV result does not exclude the possibility of future cytologic HSIL or underlying CIN2-3 or cancer. | 1. Lorincz AT, Richart RM: Human papillomavirus DNA testing as an adjunct to cytology in cervical screening programs. Arch Pathol Lab Med. 2003 Aug;127(8):959-968 2. Wright TC Jr, Schiffman M: Adding a test for human papillomavirus DNA to cervical-cancer screening. N Engl J Med. 2003 Feb 6;348(6):489-490 3. Solomon D, Davey D, Kurman R, et al: The 2001 Bethesda System: terminology for reporting results of cervical cytology. JAMA. 2002 Apr 24;287(16):2114-2119 4. Saslow D, Solomon D, Lawson HW, et al: American Cancer Society, American Society for Colposcopy and Cervical Pathology, and American Society for Clinical Pathology screening guidelines for the prevention and early detection of cervical cancer. J Low Genit Tract Dis. 2012 Jul;16(3):175-204 5. Walboomers JM, Jacobs MV, Manos MM, et al: Human papillomavirus is a necessary cause of invasive cervical cancer worldwide. J Pathol. 1999 Sep;189(1):12-19 6. de Sanjose S, Quint WG, Alemany L, et al: Human papillomavirus genotype attribution in invasive cervical cancer: a retrospective cross-sectional worldwide study. Lancet Oncol. 2010 Nov;11(11):1048-1056 7. Wright TC Jr, Stoler MH, Sharma A, Zhang G, Behrens C, Wright TL: Evaluation of HPV-16 and HPV-18 genotyping for the triage of women with high-risk HPV positive, cytology-negative results. Am J Clin Pathol. 2011 Oct;136(4):578-586 8. Massad LS, Einstein MH, Huh WK, et al: 2012 updated consensus guidelines for the management of abnormal cervical cancer screening tests and cancer precursors. J Low Genit Tract Dis. 2013 Apr;17(5 Suppl 1):S1-S27 9. Sherman ME, Lorincz AT, Scott DR, et al: Baseline cytology, human papillomavirus testing, and risk for cervical neoplasia: a 10-year cohort analysis. J Nat Cancer Inst. 2003 Jan 1;95(1):46-52 | A ThinPrep Pap specimen is collected, processed on a T2000 or T5000 processor, and stained with a Pap stain. Cases are examined microscopically and those with appropriate cytologic diagnoses are referred for human papillomavirus (HPV) testing if the patient is 21 or older.(Instruction manuals: ThinPrep 2000 System Operator's Manual. Hologic; MAN-02585-001 Rev. 006, 02/2017; ThinPrep 5000 Processor Operator's Manual. Hologic; MAN-02203-001 Rev. 002, 2016) The cobas HPV test targets and detects nucleic acid from the L1 region of the HPV genome using real-time polymerase chain reaction (PCR) technology. The cobas HPV test is used for the in vitro qualitative detection of 14 high-risk HPV types commonly associated with cervical cancer. The assay is able to specifically assess for the presence or absence of HPV genotypes 16 and 18, while concurrently detecting the remaining 12 high-risk types (31, 33, 35, 39, 45, 51, 52, 56, 58, 59, 66 and 68). The cobas HPV test is used in conjunction with the cobas 4800 System. The cobas 4800 System comprises the cobas x 480 instrument and cobas z 480 analyzer that fully automates the cobas HPV from sample extraction through amplification, detection, and data reduction.(Procedure manual and package insert: cobas HPV test. Roche Diagnostics; version 05641268001-01EN, 10/2018) | 5 to 8 days | 14 days after report issued | This test has been cleared, approved, or is exempt by the US Food and Drug Administration and is used per manufacturer's instructions. Performance characteristics were verified by Mayo Clinic in a manner consistent with CLIA requirements. | 8814288141-TPDPC (if appropriate) | ThinPrep w/HPV Co-Test-Diagnostic | 101822-5 | 71825 | Case Number | 80398-1
STPCO | ThinPrep with Human Papillomavirus (HPV) Co-Test-Screen, Varies | Screening for cervical carcinoma or intraepithelial lesions and the presence or absence of high-risk human papillomavirus (HR-HPV) when screening women over the age of 30 for possible cervical neoplasia Detection of high-risk HPV genotypes associated with the development of cervical cancer Aids in triaging women with abnormal Pap smear results Individual genotyping of HPV-16 or HPV-18 if present Aids in triaging women with positive HR-HPV but negative Pap smear results | Light / Real-Time Polymerase Chain Reaction | Yes | ThinPrep w/HPV Co-Test-Screen | When this test is ordered, a ThinPrep Pap cytology screen and human papillomavirus high-risk DNA detection with genotyping by polymerase chain reaction test will be performed. | Patient Preparation:For optimal interpretation, Papanicolaou smears should be collected near the middle of the menstrual cycle. No douching, lubricant use, and sexual intercourse for 24 hours prior to specimen collection. Only 1 aliquot may be removed from PreservCyt sample vial prior to performing the ThinPrep Pap Test, regardless of the volume of the aliquot (maximum aliquot volume: 4 mL). Submit only 1 of the following specimens: Specimen Type:Cervical Supplies:Thin Prep Media with Broom Kit (T056) Container/Tube:ThinPrep Specimen Volume:16 mL Collection Instructions: 1.Obtain adequate sampling from cervix using a broom-like collection device. If desired, use lukewarm water to warm and lubricate the speculum. Insert the central bristles of the broom into the endocervical canal deep enough to allow the shorter bristles to fully contact the ectocervix. Push gently and rotate the broom in a clockwise direction 5 times. 2. Rinse the broom as quickly as possible into the PreservCyt solution vial by pushing broom into bottom of vial 10 times, forcing the bristles apart. 3. As a final step, swirl broom vigorously to further release material. Discard the collection device. 4. Tighten cap on vial so that the torque line on the cap passes the torque line on the vial. 5.Specimen vial must be labeled with a minimum of 2 unique identifiers(patient's name and medical record number or date of birth). 6. Bag ThinPrep specimens individually as they have a tendency to leak during transport. 7. Place labels on the vial and on the bag. Specimen Type:Ectocervix and endocervix Supplies:Thin Prep Media with Spatula and Brush Kit (T434) Container/Tube:ThinPrep Specimen Volume:16 mL Collection Instructions: 1. Obtain an adequate sampling from the ectocervix using a plastic spatula. If desired, use lukewarm water to warm and lubricate the speculum. Select contoured end of plastic spatula and rotate it 360 degrees around the entire exocervix while maintaining tight contact with exocervical surface. 2. Rinse spatulas quickly as possible into the PreservCyt solution vial by swirling spatula vigorously in vial 10 times. Discard the spatula. 3. Next, obtain an adequate specimen from endocervix using an endocervical brush device. Insert the brush into the cervix until only the bottommost fibers are exposed. Slowly rotate one-quarter or one-half turn in 1 direction.Do not over rotate. 4. Rinse the brush as quickly as possible in the PreservCyt solution by rotating the device in the solution 10 times while pushing against the PreservCyt vial wall. 5. Swirl brush vigorously as final step to further release material. Discard the brush. 6. Tighten the cap so that the torque line on the cap passes the torque line on the vial. 7.Specimen vial must be labeled with a minimum of 2 unique identifiers(patient's name and medical record number or date of birth). 8. Bag ThinPrep specimens individually as they have a tendency to leak during transport. 9. Place labels on the vial and on the bag. | See Specimen Required | The majority (>99%) of cervical epithelial neoplasms are the result of human papillomavirus (HPV) infection. High-risk HPV (HR-HPV) types (16, 18, 31, 33, 35, 39, 45, 51, 52, 56, 58, 59, and 68) can result in both low-grade squamous intraepithelial lesions (LSIL) and high-grade squamous intraepithelial lesions (HSIL), as well as invasive carcinomas.(1,2) Patients with both a negative cytology and negative HPV have been shown to be at extremely low risk for cervical neoplasia.(1,2) For women 30 years old and older who have received a negative Pap test and concurrent negative HPV result, the American Cancer Society and American College of Obstetricians and Gynecologists recommendations for cervical screening state that physicians may lengthen the screening interval to 3 years when using the combined test. Patients deemed to be high risk by the clinician should still be screened more frequently. The presence of HR-HPV types in cervical specimens identifies a subgroup of patients with a greater likelihood of having a HSIL. Current guidelines for follow-up of a cytology-negative/HPV-positive patient recommend repeat HPV testing in 12 months.(2) Persistent infection with HPV is the principal cause of cervical cancer and its precursor cervical intraepithelial neoplasia (CIN).(1-3) The presence of HPV has been implicated in more than 99% of cervical cancers worldwide. HPV is a small, nonenveloped, double-stranded DNA virus, with a genome of approximately 8000 nucleotides. There are more than 118 different types of HPV and approximately 40 different HPVs that can infect the human anogenital mucosa. However, data suggest that 14 of these types (HPV types 16, 18, 31, 33, 35, 39, 45, 51, 52, 56, 58, 59, 66, and 68) are considered high risk for the development of cervical cancer and its precursor lesions. Furthermore, HPV types 16 and 18 have been regarded as the genotypes most closely associated with progression to cervical cancer. HPV-16 is the most carcinogenic and is associated with approximately 60% of all cervical cancers, while HPV-18 accounts for approximately 10% to 15% of cervical cancers.(4-6) Although persistent infection with HR-HPV is necessary for the development of cervical cancer and its precursor lesions, only a very small percentage of infections progress to these disease states. Sexually transmitted infection with HPV is extremely common, with estimates of up to 75% of all women being exposed to HPV at some point. However, almost all infected women will mount an effective immune response and clear the infection within 2 years without any long-term health consequences. An infection with any HPV type can produce CIN although this also usually resolves once the HPV infection has been cleared. In developed countries with cervical cancer screening programs, the Pap smear has been used since the mid-1950s as the primary tool to detect early precursors to cervical cancer. Although it has decreased the death rates due to cervical cancer dramatically in those countries, the Pap smear and subsequent liquid-based cytology methods require subjective interpretation by highly trained cytopathologists, and misinterpretation can occur. Cytological abnormalities are primarily due to infection with HPV; however, various inflammatory conditions or sampling variations can result in false-positive cytology results. Triage of an abnormal cytology result may involve repeat testing, colposcopy, and biopsy. A histologically confirmed high-grade lesion must be surgically removed or ablated in order to prevent the development of invasive cervical cancer. DNA testing by polymerase chain reaction has become a standard, noninvasive method for determining the presence of a cervical HPV infection. Proper implementation of nucleic acid testing for HPV may: 1. Increase the sensitivity of cervical cancer screening programs by detecting high-risk lesions earlier in women 30 years and older with normal cytology 2. Reduce the need for unnecessary colposcopy and treatment in patients 21 and older with cytology results showing atypical squamous cells of undetermined significance Recent data suggest that individual genotyping for HPV types 16 and 18 can assist in determining appropriate follow-up testing and triaging women at risk for progression to cervical cancer. Studies have shown that the absolute risk of CIN-2 or worse in HPV-16 and HPV-18 positive women is 11.4% (95% CI 8.4%-14.8%) compared with 6.1% (95% CI, 4.9%-7.2%) of women positive for other HR-HPV genotypes and 0.8% (95% CI, 0.3%-1.5%) in HR-HPV negative women.(7) Based in part on these data, the American Society for Colposcopy and Cervical Pathology now recommends that HPV 16/18 genotyping be performed on women who are positive for HR-HPV but negative by routine cytology. Women who are found to be positive for HPV-16 or HPV-18 may be referred to colposcopy, while women who are negative for genotypes 16 and 18 may have repeat cytology and HR-HPV testing in 12 months.(4) | ThinPrep PAPANICOLAOU Satisfactory for evaluation. Negative for intraepithelial lesion or malignancy. HUMAN PAPILLOMAVIRUS (HPV) Negative for HPV genotypes 16, 18, 31, 33, 35, 39, 45, 51, 52, 56, 58, 59, 66, and 68 | Cytology: Standard reporting, as defined by the Bethesda System is utilized. Human papillomavirus (HPV): A positive result indicates the presence of HPV DNA due to 1 or more of the following genotypes: 16, 18, 31, 33, 35, 39, 45, 51, 52, 56, 58, 59, 66, and 68. A negative result indicates the absence of HPV DNA of the targeted genotypes. For patients with atypical squamous cells of undetermined significance Pap smear result and who are positive for high-risk HPV (HR-HPV), consider referral for colposcopy, if clinically indicated. For women aged 30 years and older with a negative Pap smear result but who are positive for HPV-16 or HPV-18, consider referral for colposcopy, if clinically indicated. For women aged 30 years and older with a negative Pap smear, positive HR-HPV test result, but who are negative for HPV-16 and HPV-18, consider repeat testing by both cytology and a HR-HPV test in 12 months. | The Pap test is a screening test for cervical cancer with inherent false-negative results. A negative human papillomavirus (HPV) test or Pap smear result does not preclude the presence of carcinoma or intraepithelial lesion. The false-negative rates of the Pap test range from 15% to 30%. The cobas HPV test detects DNA of the high-risk types 16, 18, 31, 33, 35, 39, 45, 51, 52, 56, 58, 59, 66, and 68. This test does not detect DNA of HPV low-risk types (eg, 6, 11, 42, 43, 44) since these are not associated with cervical cancer and its precursor lesions. The cobas HPV test is not recommended for evaluation of suspected sexual abuse. Prevalence of HPV infection in a population may affect performance. Positive predictive values decrease when testing populations with low prevalence or individuals with no risk of infection. Infection with HPV is not an indicator of cytologic high-grade intraepithelial lesion (HSIL) or underlying high-grade cervical intraepithelial neoplasia (CIN), nor does it imply that CIN2-3 or cancer will develop. Most women infected with 1 or more high-risk HPV (HR-HPV) types do not develop CIN2-3 or cancer. A negative HR-HPV result does not exclude the possibility of future cytologic HSIL or underlying CIN2-3 or cancer. | 1. Lorincz AT, Richart RM: Human papillomavirus DNA testing as an adjunct to cytology in cervical screening programs. Arch Pathol Lab Med. 2003 Aug;127(8):959-968 2. Wright TC, Jr, Schiffman M: Adding a test for human papillomavirus DNA to cervical-cancer screening. N Engl J Med. 2003 Feb 6;348(6):489-490 3. Soloman D, Davey D, Kurman R, et al: The 2001 Bethesda System: terminology for reporting results of cervical cytology. JAMA. 2002 Apr;287(16):2114-2119 4. Saslow D, Solomon D, Lawson HW, et al: American Cancer Society, American Society for Colposcopy and Cervical Pathology, and American Society for Clinical Pathology Screening Guidelines for the Prevention and Early Detection of Cervical Cancer. J Low Genit Tract Dis. 2012 Jul;16(3):175-204 5. Walboomers JM, Jacobs MV, Manos MM, et al: Human papillomavirus is a necessary cause of invasive cervical cancer worldwide. J Pathol. 1999 Sep;189(1):12-19 6. de Sanjose S, Quint WG, Alemany L, et al: Human papillomavirus genotype attribution in invasive cervical cancer: a retrospective cross-sectional worldwide study. Lancet Oncol. 2010 Nov;11(11):1048-1056 7. Wright TC Jr, Stoler MH, Sharma A, et al: Evaluation of HPV-16 and HPV-18 genotyping for the triage of women with high-risk HPV positive, cytology-negative results. Am J Clin Pathol. 2011 Oct;136(4):578-586 8. Massad LS, Einstein MH, Huh WK, et al: 2012 updated consensus guidelines for the management of abnormal cervical cancer screening tests and cancer precursors. J Low Genit Tract Dis. 2013 Apr;17(5 Suppl 1):S1-S27 9. Sherman ME, Lorincz A, Scott DR, et al: Baseline cytology, human papillomavirus testing, and risk for cervical neoplasia: a 10-year cohort analysis. J Nat Cancer Inst. 2003 Jan 1;95(1):46-52 | The ThinPrep Pap specimen is processed on a T2000 or T5000 processor, producing a slide that is stained with a Papanicolaou stain. The stained slides are examined microscopically.(Instruction manuals: ThinPrep 2000 System Operator's Manual. Hologic; MAN-02585-001 Rev. 006, 02/2017; ThinPrep 5000 Processor Operator's Manual. Hologic; MAN-02203-001 Rev. 002, 2016) The cobas human papillomavirus (HPV) test targets and detects nucleic acid from the L1 region of the HPV genome using real-time polymerase chain reaction technology. The cobas HPV test is used for the in vitro qualitative detection of 14 high-risk HPV types commonly associated with cervical cancer. The assay is able to specifically assess for the presence or absence of HPV genotypes 16 and 18, while concurrently detecting the remaining 12 high-risk types (31, 33, 35, 39, 45, 51, 52, 56, 58, 59, 66, and 68). The cobas HPV test is used in conjunction with the cobas 4800 System. The cobas 4800 System comprises the cobas x 480 instrument and cobas z 480 analyzer that fully automates the cobas HPV from sample extraction through amplification, detection, and data reduction.(Package insert: cobas HPV test, Roche Diagnostics; Version 05641268001-01EN, 03/2021) | 5 to 8 days | 14 days after report issued | This test has been cleared, approved, or is exempt by the US Food and Drug Administration and is used per manufacturer's instructions. Performance characteristics were verified by Mayo Clinic in a manner consistent with CLIA requirements. | G0123 (Government Payers)8814288141-TPSPC (if appropriate) | ThinPrep w/HPV Co-Test-Screen | 101822-5 | 71824 | Case Number | 80398-1
FFTIO | Thiocyanate, Serum |  | Spectrophotometry (SPEC) | Yes | Thiocyanate, Serum | Varies | Submit only 1 of the following specimens: Plasma Draw blood in a green-top (sodium heparin) tube(s),plasma gel tube is not acceptable.Spin down and send 1 mL sodium heparin plasma refrigerated in plastic vial. Serum Draw blood in a plain, red-top tube(s),serum gel tube is not acceptable.Spin down and send 1 mL of serum refrigerated in plastic vial. | 0.50 mL Does not allow for repeat testing |  | Toxic Thiocyanate concentrations: Greater than 10 mg/dL |  |  |  |  | 1 to 5 days |  |  | 84430 | Thiocyanate, Serum | 3002-3 | Z3316 | Thiocyanate | 3002-3
THIO | Thiopurine Metabolites, Whole Blood | Aids physicians indose adjustments, minimizing dose-dependent toxicity,and monitoring compliance of thiopurine drug therapy | Liquid Chromatography Tandem Mass Spectrometry (LC-MS/MS) | Yes | Thiopurine Metabolites, B | A red blood cell (RBC) count is performed followed by determination of thiopurine metabolite values by liquid chromatography tandem mass spectrometry. Values are utilized to calculate and report the final results (unit of measure: pmol/8 x 10[8] RBC) for 6-thioguanine nucleotides and 6-methylmercaptopurine derivative analyte. | Container/Tube:Lavender top (EDTA) Specimen Volume:3 mL Collection Instructions:Send whole blood specimen in original tube.Do notaliquot, centrifuge, or freeze. | 1.5 mL | This test is primarily used to verify compliance, optimize therapy, and identify elevated metabolite concentrations that may result in toxicity after initiation of thiopurine drug therapy for the treatment of inflammatory bowel disease. Recommended time points for monitoring include: 4 weeks after starting treatment to verify patient compliance and look for early risk of toxicity; 12 to 16 weeks after starting therapy when 6-thioguanine nucleotides have reached steady-state; and annually.(1) It may also be ordered in patients who do not respond to therapy as expected or as needed for dose changes, flare-ups, signs of toxicity, or suspicion of noncompliance. The test will measure 6-methylmercaptopurine and 6-thioguanine nucleotides in erythrocytes. | 6-Thioguanine Nucleotides (6-TGN): 235-450 pmol/8x10(8) red blood cell (RBC) 6-Methylmercaptopurine (6-MMP): Less than or equal to 5700 pmol/8x10(8) RBC | Target 6-thioguanine concentrations are 235 to 450 pmol/8x10(8) red blood cell (RBC) with lower levels suggesting suboptimal dosing and higher levels associated with increased risk of myelotoxicity and leukopenia. High 6-methylmercaptopurine levels (greater than 5700 pmol/8x10[8] RBC) suggest an increased risk for hepatotoxicity and potentially "thiopurine hypermethylation." | This test cannot be used to predict optimal starting dose. It is sensitive to hemolysis and transport conditions. This test does not replace monitoring of patients using other laboratory tests (eg, complete blood cell count, liver function tests). Final concentrations are reported per the red blood cell (RBC) count (unit of measure =pmol/8 x 10[8] RBC) for the 6-thioguanine nucleotides and 6-methylmercaptopurine derivative analytes. Therefore, any significant lysis of the RBCs will lead to an artificially lower RBC count that could falsely increase the final concentrations. Due to this, moderately hemolyzed samples are rejected. | 1. Goel RM, Blaker P, Mentzer A, Fong SCM, Marinaki AM, Sanderson JD. Optimizing the use of thiopurines in inflammatory bowel disease. Ther Adv Chronic Dis. 2015;6(3):138-146 2. Shipkova M, Armstrong VM, Wieland E, Oellerich M. Differences in nucleotide hydrolysis contribute to the differences between erythrocyte 6-thioguanine nucleotide concentrations determined by two widely used methods. Clin Chem. 2003:49(2):260-268 3. Boulieu R, Dervieux T. High-performance liquid chromatographic determination of methyl 6-mercaptopurine nucleotides (Me6-MPN) in red blood cells: analysis of Me6-MPN per se or Me6-MPN derivative? J ChromatogrB Biomed Sci Appl.1999;730(2):273-276 4. Kirchherr H, Shipkova M, von Ahsen N. Improved method for therapeutic drug monitoring of 6-thioguanine nucleotides and 6-methylmercaptopurine in whole-blood by LC/MSMS using isotope-labeled internal standards. Ther Drug Monit. 2013:35(3):313-321 | Red blood cell count is first performed and then the thiopurine metabolites values are determined by mass spectrometry.(Unpublished Mayo Method) | 2 to 4 days | 14 days | This test was developed and its performance characteristics determined by Mayo Clinic in a manner consistent with CLIA requirements. It has not been cleared or approved by the US Food and Drug Administration. | 80299 | Thiopurine Metabolites, B | 82869-9 | 49581 | 6-Methylmercaptopurine | 32654-6
TPNUQ | Thiopurine Methyltransferase (TPMT) and Nudix Hydrolase (NUDT15) Genotyping, Varies | Predicting potential for toxicity to thiopurine drugs (6-mercaptopurine, 6-thioguanine, and azathioprine) | Real-Time Polymerase Chain Reaction (PCR) With Allelic Discrimination Analysis | Yes | TPMT and NUDT15 Genotype, V | For more information seeUlcerative Colitis and Crohn Disease Therapeutic Drug Monitoring Algorithm. | Multiple genotype tests can be performed on a single specimen after a single extraction. SeeMultiple Genotype Test Listfor a list of tests that can be ordered together. Submit only 1 of the following specimens: Specimen Type:Whole blood Container/Tube:Lavender top (EDTA) Specimen Volume:3 mL Collection Instructions: 1. Invert several times to mix blood. 2. Send whole blood specimen in original tube.Do not aliquot. Specimen Stability Information:Ambient (preferred) 9 days/Refrigerated 30 days Specimen Type:Saliva Patient Preparation:Patient should not eat, drink, smoke, or chew gum 30 minutes prior to collection. Supplies:Saliva Swab Collection Kit (T786) Specimen Volume:1 Swab Collection Instructions:Collect and send specimen per kit instructions. Specimen Stability Information:Ambient 30 days Specimen Type: Extracted DNA Container/Tube: 2-mL screw top tube SpecimenVolume: 100 mcL Collection Instructions: 1. The preferred volume is 100 mcL at a concentration of 50 ng/mcL. 2. Provide concentration of DNA and volume on tube. Specimen Stability Information: Frozen (preferred)/Ambient/Refrigerated | Blood: 0.4 mL Saliva, extracted DNA: see Specimen Required | The thiopurine drugs are purine antimetabolites that are useful in the treatment of acute lymphoblastic leukemia, autoimmune disorders (eg, Crohn disease, rheumatoid arthritis), and organ transplant recipients. The thiopurine drugs, 6-mercaptopurine, 6-thioguanine, and azathioprine are prodrugs that require intracellular activation to 6-thioguanine nucleotides (6-TGN). This activation is catalyzed by multiple enzymes. The cytotoxic effects of thiopurine drugs are achieved mainly through incorporation of 6-TGN into DNA and RNA. The pathway that leads to synthesis of active cytotoxic 6-TGN is in competition with inactivation pathways catalyzed by thiopurine methyltransferase (TPMT). Evaluation of this pathway is important because the level of 6-TGN measured in red blood cells have been correlated with both thiopurine therapeutic efficacy and toxicity such as myelosuppression. TPMT activity is inherited as a monogenic codominant trait, and variable TPMT activity is associated withTPMTgenetic variants. The distribution of TPMT activity in red blood cells is trimodal in the White population, with approximately 0.3% of people having deficient (undetectable) TPMT activity, 11% low (intermediate) activity, and 89% normal TPMT activity. The allele for normal TPMT activity (wild type) has been designatedTPMT*1. FourTPMTalleles, comprised of a combination of 3 different single-nucleotide variants, account for the majority of inactivating alleles in some ethnicities, including whites:TPMT*2,TPMT*3A, andTPMT*3C. Less frequently occurringTPMTallelesTPMT*4,TPMT*5,TPMT*8, andTPMT*12also have been implicated as deficiency alleles. If noTPMTvariant alleles are detected by this assay, the most likely genotype is that ofTPMT*1/*1,although the presence of other rarer alleles cannot be excluded. Nudix hydrolase (NUDT15) is thought to dephosphorylate the active metabolites of thiopurines, TGTP, and TdGTP, which prevents their incorporation into DNA and decreases their cytotoxic effects. Genetic variants inNUDT15that decrease this activity are strongly associated with thiopurine-related myelosuppression. NUDT15 deficiency is most common among East Asian (22.6%), South Asian (13.6%), and Native American populations (12.5%-21.2%). Studies in other populations are ongoing. This test evaluates variants associated withNUDT15*2, NUDT15*3, NUDT15*4,andNUDT15 *5. If noNUDT15variant alleles are detected by this assay, the most likely genotype is that ofNUDT15*1/*1,although the presence of other rarer alleles cannot be excluded. Individuals with variants in bothTPMTandNUDT15have been identified and were significantly more sensitive to mercaptopurine than individuals heterozygous for a variant in only one gene. Integration of bothTPMTandNUDT15testing may allow for more accurate prediction of thiopurine-related toxicity risk to guide dosing, particularly among patients from diverse populations. Table 1. TPMT Enzyme Activity of Individual Star Alleles TPMTallele cDNA nucleotide change (NM_000367.4) Amino acid change Effect on enzyme metabolism *1 None (wild type) None (wild type) Normal function *2 c.238G>C p.Ala80Pro (p.A80P) No activity *3A c.460G>A and c.719A>G p.Ala154Thr (p.A154T) and p.Tyr240Cys (p.Y240C) No activity *3B c.460G>A p.Ala154Thr (p.A154T) No activity *3C c.719A>G p.Tyr240Cys (p.Y240C) No activity *4 c.626-1G>A Not applicable, splice site No activity *5 c.146T>C p.Leu49Ser (p.L49S) No activity *8 c.644G>A p.Arg215His (p.R215H) Reduced activity *12 c.374C>T p.Ser125Leu (p.S125L) Reduced activity Table 2. NUDT15 Enzyme Activity of Individual Star Alleles NUDT15allele cDNA nucleotide change (NM_018283.3) Amino acid change Effect on enzyme metabolism *1 None (wild type) None (wild type) Normal activity *2or*3 c.415C>T p.Arg139Cys (p.R139C) No activity *4 c.416G>A p.Arg139His (p.R139H) No activity *5 c.52G>A p.Val18Ile (p.V18I) No activity The US Food and Drug Administration, the Clinical Pharmacogenetics Implementation Consortium, and some professional societies recommend consideration ofTPMTandNUDT15genotype testing or TPMT enzyme activity testing along withNUDT15genotype testing prior to the initiation of therapy with thiopurine drugs. There is substantial evidence linkingTPMTandNUDT15genotypes to phenotypic variability. Dose adjustments based uponTPMTandNUDT15genotypes have reduced thiopurine-induced adverse effects without compromising desired antitumor and immunosuppressive therapeutic effects in several clinical settings. Genotyping is not impacted by other medications known to inhibit TPMT activity. Complementary clinical testing is available to measure TPMT enzymatic activity in erythrocytes (TPMT3 / Thiopurine Methyltransferase Activity Profile, Erythrocytes) if the clinician wants to check for lower TPMT enzyme activity, regardless of cause. Testing for TPMT enzyme activity is not impacted by variants inNUDT15. | An interpretive report will be provided. | An interpretive report will be provided. TheTPMTgenotype, with associated star alleles, is assigned using standard allelic nomenclature as published by the TPMT Nomenclature Committee.(1)NUDT15genotype and associated star alleles are as described by Moriyama et al.(2) and catalogued in the Pharmacogene Variation Consortium (www.pharmvar.org). For additional information regarding pharmacogenomic genes and their associated drugs, see thePharmacogenomics Associations Tables. This resource also includes information regarding enzyme inhibitors and inducers, as well as potential alternate drug choices. | Rare variants may be present that could lead to false-negative or false-positive results. If noTPMTvariant alleles are detected by this assay, the most likely genotype is that of TPMT*1/*1 although the presence of other rarer alleles cannot be excluded. In addition, if noNUDT15variant alleles are detected by this assay, the most likely genotype is that of NUDT15*1/*1, although the presence of other rarer alleles cannot be excluded. If genotype results obtained do not match the clinical findings, additional testing should be considered for thiopurine methyltransferase enzyme activity (TPMT3 / Thiopurine Methyltransferase Activity Profile, Erythrocytes). A corresponding activity assay for NUDT15 is not currently available. Specimens may contain donor DNA if obtained from patients who received non-leukoreduced blood transfusions or allogeneic hematopoietic stem cell transplantation. Results from specimens obtained under these circumstances may not accurately reflect the recipient's genotype. For individuals who have received blood transfusions, the genotype usually reverts to that of the recipient within 6 weeks. For individuals who have received allogeneic hematopoietic stem cell transplantation, a pretransplant DNA specimen is recommended for testing. The results do not rule out the possibility that a patient harbors another variant inTPMT,NUDT15, or another gene that can impact drug response or side effects. These genotyping procedures will not distinguish between heterozygous TPMT*3A from the rare TPMT*3B/*3C, which has an estimated frequency of 1:120,890. This rare genotype is associated with low enzyme activity. Enzyme activity evaluation is necessary to definitively identify this rare genotype (TPMT3 / Thiopurine Methyltransferase Activity Profile, Erythrocytes). This test will not detect allTPMTorNUDT15genetic variants. A negative result does not rule out the possibility of toxicity if thiopurines are used, since multiple factors (eg, other genetic factors, drug-drug interactions) are known to play a role. Co-prescription of allopurinol might inhibit TPMT activity. Other drugs that have been shown to inhibit TPMT activity include naproxen, ibuprofen, ketoprofen, furosemide, sulfasalazine, mesalamine, olsalazine, mefenamic acid, thiazide diuretics, and benzoic acid inhibitors. | 1. TPMT nomenclature committee (TPMT Alleles): Table of TPMT Alleles. Linkoping University; Updated May 2019. Accessed October 6, 2022. Available at https://liu.se/en/research/tpmt-nomenclature-committee 2. Moriyama T, Nishii R, Perez-Andreu V, et al: NUDT15 polymorphisms alter thiopurine metabolism and hematopoietic toxicity. Nat Genet. 2016 Apr;48(4):367-373. doi: 10.1038/ng.3508 3. Appell ML, Berg J, Duley J, et al: Nomenclature for alleles of the thiopurine methyltransferase gene. Pharmacogenet Genomics. 2013 Apr;23(4):242-248. doi:1 0.1097/FPC.0b013e32835f1cc0 4. Nguyen CM, Mendes MA, Ma JD: Thiopurine methyltransferase (TPMT) genotyping to predict myelosuppression risk. PLoS Curr. 2011 May;3:RRN1236. doi: 10.1371/currents.RRN1236 5. Relling MV, Schwab M, Whirl-Carrillo M, et al: Clinical Pharmacogenetics Implementation Consortium guideline for thiopurine dosing based on TPMT and NUDT15 genotypes: 2018 Update. Clin Pharmacol Ther. 2019 May;105(5):1095-1105. doi: 10.1002/cpt.1304 6. Weinshilboum R: Thiopurine pharmacogenetics: clinical and molecular studies of thiopurine methyltransferase. Drug Metab Dispos. 2001 Apr;29(4 Pt 2):601-605 7. Zaza G, Cheok M, Krynetskaia N, et al: Thiopurine pathway. Pharmacogenet Genomics. 2010 Sept;20(9):573-574. doi: 10.1097/FPC.0b013e328334338f | Genomic DNA is extracted from whole blood or saliva. Genotyping for theTPMTandNUDT15alleles is performed using a polymerase chain reaction (PCR)-based 5'-nuclease assay. Fluorescently labeled detection probes anneal to the target DNA. PCR is used to amplify the segment of DNA that contains the polymorphism. If the detection probe is an exact match to the target DNA, the 5'-nuclease polymerase degrades the probe, the reporter dye is released from the effects of the quencher dye, and a fluorescent signal is detected. Genotypes are assigned based on the allele-specific fluorescent signals that are detected.(Unpublished Mayo method) | 2 to 4 days | Whole blood/Saliva: 2 weeks; Extracted DNA: 2 months | This test was developed and its performance characteristics determined by Mayo Clinic in a manner consistent with CLIA requirements. It has not been cleared or approved by the US Food and Drug Administration. | 0034U | TPMT and NUDT15 Genotype, V | 93193-1 | 610167 | Reviewed by | 18771-6
TPMT3 | Thiopurine Methyltransferase Activity Profile, Erythrocytes | Detection of individuals with low thiopurine methyltransferase (TPMT) activity who are at risk for excessive myelosuppression or severe hematopoietic toxicity when taking thiopurine drugs Detection of individuals with hyperactive TPMT activity who have therapeutic resistance to thiopurine drugs and may develop hepatotoxicity if treated with these drugs | Liquid Chromatography Tandem Mass Spectrometry (LC-MS/MS) | Yes | TPMT Activity Profile, RBC | For more information seeUlcerative Colitis and Crohn Disease Therapeutic Drug Monitoring Algorithm. | Patient Preparation:Thiopurine methyltransferase (TPMT) enzyme activity can be inhibited by several drugs and may contribute to falsely low results. Patients should abstain from the following drugs for at least 48 hours prior to TPMT testing: naproxen (Aleve), ibuprofen (Advil, Motrin), ketoprofen (Orudis), furosemide (Lasix), sulfasalazine (Azulfidine), mesalamine (Asacol), olsalazine (Dipentum), mefenamic acid (Ponstel), trimethoprim (Proloprim), methotrexate, thiazide diuretics, and benzoic acid inhibitors. Container/Tube: Preferred:Lavender top (EDTA) Acceptable:Green top (sodium or lithium heparin), dark blue top (metal free sodium heparin), or plasma gel tubes Specimen Volume:5 mL | 3 mL | Thiopurine methyltransferase (TPMT) deficiency is a condition in which patients treated with standard doses of azathioprine (AZA, Imuran), 6-mercaptopurine (6-MP, Purinethol), or 6-thioguanine (6-TG, Thioguanine Tabloid) may develop life-threatening myelosuppression or severe hematopoietic toxicity. The metabolic conversion of AZA, 6-MP, or 6-TG to purine nucleotides and the subsequent incorporation of these nucleotides into DNA play an important role in both the therapeutic efficacy and toxicity of these drugs. A competitive catabolic route for the metabolism of thiopurines is catalyzed by the TPMT enzyme, which inactivates them by thiomethylation. A balance must be established between these competing metabolic pathways so that sufficient amounts of drug are converted to the nucleotide to act as an antimetabolite and antimetabolite levels do not become so high as to cause potentially lethal bone marrow suppression. TPMT deficiency is an autosomal recessive condition with an incidence of approximately 1 in 300 individuals homozygous for deleterious variants in theTPMTgene; about 10% of the population are heterozygous carriers ofTPMTvariants. Adverse effects of AZA, 6-MP, or 6-TG administration can be observed in individuals who are either homozygous or heterozygous for TPMT deficiency. TPMT hyperactivity is also a known phenotype. Individuals who are hypermetabolizers have therapeutic resistance to thiopurine drugs and therefore, cannot achieve therapeutic levels. If an individual with TPMT hyperactivity is treated with higher and higher doses of thiopurine drugs, they may develop severe hepatotoxicity. Therefore, treatment with alternative medications is recommended for hypermetabolizers. As such, knowing a patient's TPMT status prior to treatment with AZA, 6-MP, or 6-TG is important for purposes of calculating safe drug dosages for therapy. | 6-Methylmercaptopurine (normal): 3.00-6.66 nmol/mL/hour 6-Methylmercaptopurine riboside (normal): 5.04-9.57 nmol/mL/hour 6-Methylthioguanine riboside (normal): 2.70-5.84 nmol/mL/hour | This assay is used to detect individuals with low and intermediate thiopurine methyltransferase (TPMT) activity who may be at risk for myelosuppression when exposed to standard doses of thiopurines, including azathioprine (Imuran), 6-mercaptopurine (Purinethol), or 6-thioguanine (Thioguanine Tabloid). TPMT is the primary metabolic route for inactivation of thiopurine drugs in the bone marrow. When TPMT activity is low, it is predicted that proportionately more 6-mercaptopurine can be converted into the cytotoxic 6-thioguanine nucleotides that accumulate in the bone marrow causing excessive toxicity. This test can also detect TMPT hyperactivity. Individuals who are hypermetabolizers cannot achieve therapeutic levels as they have therapeutic resistance to thiopurine drugs. Severe hepatotoxicity may develop if an individual with TPMT hyperactivity is treated with higher and higher doses of thiopurine drugs. The activity of TPMT is measured by 3 different substrates. Reports include the quantitative activity level of TPMT for each of 3 different substrates and an interpretation of these results. When abnormal results are detected, a detailed interpretation is given, including an overview of results and suggestion as to whether patient has TPMT deficiency or hyperactivity, as well as discussion of treatment considerations. TPMT phenotype testing does not replace the need for clinical monitoring of patients treated with thiopurine drugs. Genotype for TPMT cannot be inferred from TPMT activity (phenotype). Phenotype testing should not be requested for patients currently treated with thiopurine drugs. TPMT activity is measured in red blood cells. If a patient has had a blood transfusion within 60 days of testing, the patient's true enzyme activity may not be accurately reflected. | Falsely low results may occur due to inappropriate specimen handling or hemolysis. Patients with acute lymphoblastic leukemia may have lower thiopurine methyltransferase activities before treatment and higher activities following treatment. | 1. Relling MV, Gardner EE, Sandborn WJ, et al. Clinical pharmacogenetics implementation consortium guidelines for thiopurine methyltransferase genotype and thiopurine dosing. Clin Pharmacol Ther. 2011;89(3):387-391 2. Lennard L. Implementation of TPMT testing. Br J Clin Pharmacol. 2014;77(4):704-714 3. Schedel J, Godde A, Schutz E, et al. Impact of thiopurine methyltransferase activity and 6-thioguanine nucleotide concentrations in patients with chronic inflammatory diseases. Ann N Y Acad Sci. 2006;1069:477-491 4. Zhou S. Clinical pharmacogenomics of thiopurine S-methyltransferase. Curr Clin Pharmacol. 2006;1(1):119-128 5. Asadov C, Aliyeva G, Mustafayeva K. Thiopurine S-methyltransferase as a pharmacogenetic biomarker: Significance of testing and review of major methods. Cardiovasc Hematol Agents Med Chem. 2017;15(1):23-30 | Red blood cell lysate is incubated in a multi-substrate cocktail. The enzymatically generated thiomethylated products are measured by liquid chromatography tandem mass spectrometry to produce an activity profile for thiopurine methyltransferase.(Unpublished Mayo method) | 4 to 7 days | Residual whole blood: 14 days; Processed specimen: 2 months | This test was developed and its performance characteristics determined by Mayo Clinic in a manner consistent with CLIA requirements. It has not been cleared or approved by the US Food and Drug Administration. | 84433 | TPMT Activity Profile, RBC | 91139-6 | 48037 | Reviewed By | 18771-6
FSULU | Thiosulfate, Urine |  | Colorimetry (C) High Performance Liquid Chromatography/Tandem Mass Spectrometry (LS-MS/MS) Refractometer (REF), if appropriate | Yes | Thiosulfate, Urine | If Creatinine result is less than 300 or greater than 3000, Specific Gravity Confirmation, Urine (FSGCU) will be performed, if appropriate, at no additional charge. | ***Must submit one specimen per order. Specimens cannot be shared between multiple orders.*** Specimen Type:Urine Container/Tube:Plastic preservative-free urine container Specimen Volume:4 mL Collection Instructions:Collect 4 mL random urine without preservative. Send specimen refrigerated in a plastic (preservative-free) urine container. | 1.6 mL |  | Reporting limit determined each analysis Creatinine (mg/L) U.S. Population (10th-90thpercentiles, median) All participants: 335 - 2370 mg/L, median: 1180 (n=22,245) Males: 495 - 2540 mg/L, median: 1370 (n=10, 610) Females: 273 - 2170 mg/L, median: 994 (n=11,635) Thiosulfate (mcg/mL) Generally less than 9.2 mcg/mL (based on a median creatinine concentration of 1.18 g/L Thiosulfate (Creatinine corrected) (mcg/g Creat) Generally less than 7.8 mg/g creatinine |  |  |  |  | 9 to 16 days | 2 weeks | This test was developed and its performance characteristics determined by NMS Labs. It has not been cleared or approved by the U.S. Food and Drug Administration. | 825428257081002 (if appropriate) | Thiosulfate, Urine | Not Provided | Z6356 | Thiosulfate (Creatinine corrected) | 32274-3
FFTHI | Thiothixene (Navane) |  | High Performance Liquid Chromatography with Fluorescence Detection (HPLC-FL) | Yes | Thiothixene (Navane) | Varies | Submit only 1 of the following specimens: Plasma Draw blood in a green-top (sodium heparin) tube(s),plasma gel tube is not acceptable. Spin down and send 3 mL sodium heparin plasma refrigerated in a plastic vial. Serum Draw blood in a plain red-top tube(s),serum gel tube is not acceptable. Spin down and send 3 mL of serum refrigerated in a plastic vial. | 0.6 mL |  | Reference Range: 10.0 - 30.0 ng/mL |  |  |  |  | 5 to 9 days | 2 weeks |  | 80342 | Thiothixene (Navane) | 6696-9 | Z1195 | Thiothixene (Navane) | 6696-9
TTSC | Thrombin Time (Bovine), Plasma | Detecting or excluding the presence of heparin or heparin-like anticoagulants (which act by enhancing antithrombin's inhibition of thrombin and other procoagulant enzymes) when used in conjunction with the reptilase time (RT) in evaluating unexplained prolonged clotting times Identifying the cause of a prolonged prothrombin time, activated partial thromboplastin time, or dilute Russell viper venom time when used in conjunction with the RT and fibrinogen assay | Optical Clot-Based | Yes | Thrombin Time (Bovine), P | Plasma Na Cit | Specimen Type:Platelet-poor plasma Patient Preparation:Fasting preferred Collection Container/Tube:Light-blue top (3.2% sodium citrate) Submission Container/Tube:Plastic vial Specimen Volume:1 mL Collection Instructions: 1. For complete instructions, seeCoagulation Guidelines for Specimen Handling and Processing. 2. Centrifuge, transfer all plasma into a plastic vial, and centrifuge plasma again. 3. Aliquot plasma into a separate plastic vial leaving 0.25 mL in the bottom of centrifuged vial. 4. Freeze plasma immediately (no longer than 4 hours after collection) at -20 degrees C or, ideally,-40 degrees C or below. Additional Information: 1. Double-centrifuged specimen is critical for accurate results as platelet contamination may cause spurious results. 2. Each coagulation assay requested should have its own vial. | 0.5 mL | Prolonged clotting times may be associated with a wide variety of coagulation abnormalities including: -Deficiency or functional abnormality (congenital or acquired) of many of the coagulation proteins -Deficiency or functional abnormality of platelets -Specific factor inhibitors -Acute disseminated intravascular coagulation -Exogenous anticoagulants (eg, heparin, warfarin) The prothrombin time and activated partial thromboplastin time are first-order tests for coagulation abnormalities and are prolonged in many disorders. A battery of coagulation tests is often required to determine the cause of prolonged clotting times. Thrombin catalyzes the transformation of fibrinogen to fibrin (by cleaving fibrinopeptides A and B), which is followed by polymerization of fibrin to form a clot. The thrombin time (TT) test measures the time of clot formation when thrombin is added to citrated plasma. The phospholipid-dependent procoagulant enzyme cascades (intrinsic, extrinsic, and "common" pathway) are bypassed by the addition of exogenous thrombin. Therefore, the TT mainly reflects functions and interactions of solution-phase exogenous thrombin and endogenous fibrinogen. | 15.8-24.9 seconds | Prolongation of the thrombin time (TT) is consistent with the presence of heparin-like anticoagulants, hypofibrinogenemia, dysfibrinogenemia, fibrin degradation products, and antibody inhibitors of thrombin. An immeasurably prolonged TT is usually the result of heparin in the specimen or, rarely, the presence of thrombin antibodies or afibrinogenemia. When the TT test is performed with diluted bovine thrombin to achieve a normal plasma clotting time of about 20 seconds, the TT is capable of detecting unfractionated heparin at a concentration of 0.05 units/mL of heparin. Other tests useful in interpreting the significance of prolongation of the TT include: reptilase time (RT), human thrombin time, clottable fibrinogen assay, and the fibrin D-dimer assay. These tests are available as components of coagulation profile test panels. As seen in the following table, RT can help distinguish among the various causes of a prolonged TT. Thrombin time Reptilase time Causes Remarks Prolonged Prolonged Hypo- or afibrinogenemia Ascertain by determination of fibrinogen Prolonged Prolonged Dysfibrinogenemia Ascertain by specific assay Prolonged Normal Heparin or inhibitor of thrombin Differentiate by human TT and/or heparin assays Prolonged Prolonged Fibrin(ogen) split products (FSP) Ascertain by FSP or D-dimer assay Note:Rare congenital dysfibrinogenemias associated with venous thromboembolism (eg, fibrinogen Bordeaux) may demonstrate normal thrombin and reptilase times and normal Clauss fibrinogen levels. | The thrombin time test, by itself, has little diagnostic value and should be interpreted within the context of additional coagulation assays (eg, prothrombin time, activated partial thromboplastin time, and reptilase time). | 1. Koepke JA: Coagulation testing systems. In: Practical Laboratory Hematology. Churchill Livingston; 1991 2. Corriveau DM, Fritsma G: Hemostasis and Thrombosis in the Clinical Laboratory. JB Lippincott Company; 1988 3. Galanakis DK: Plasma thrombin time and related tests. In: Williams Hematology. 5th ed. McGraw-Hill Book Company; 1995:L91-L93 4. Greaves M, Preston FE: Approach to the bleeding patient. In: Colman RW, Hirsh J, Marder VJ, et al. eds. Hemostasis and Thrombosis: Basic Principles and Clinical Practice. 4th ed. JB Lippincott Company; 2001:783-837 5.Turgeon TL, ed: Clinical Hematology. 6th ed. Wolkers Kluer and Co; 2018 | The thrombin time (TT) assay is performed on the Instrumentation Laboratory ACL TOP. Patient plasma is combined with a bovine thrombin reagent containing bovine albumin, calcium chloride, and buffer immediately triggering the coagulation process in the mixture. Time to clot formation is measured optically using a wavelength of 405 nm.(Package insert: HemosIL Thrombin Time,IL TOP Operators Manual.Instrumentation Laboratory Company;06/2017) | 1 to 4 days | 7 days | This test has been cleared, approved, or is exempt by the US Food and Drug Administration and is used per manufacturer's instructions. Performance characteristics were verified by Mayo Clinic in a manner consistent with CLIA requirements. | 85670 | Thrombin Time (Bovine), P | 46717-5 | TTSC | Thrombin Time (Bovine), P | 46717-5
FFTAC | Thrombin-Antithrombin Complex |  | Enzyme Immunoassay | Yes | Thrombin Antithrombin Complex | Plasma Na Cit | Specimen Type: Citrated plasma Collection Container/Tube: Light-blue top (citrate) Specimen Volume: 2 mL Collection Instructions: Draw blood in a light blue-top (Sodium citrate) tube(s). Spin down and send 2 mL citrated plasma frozen in a plastic vial. Note: Separate specimens must be submitted when multiple tests are ordered. | 1 mL | Thrombin-antithrombin complexes (TAT) form covalently following thrombin generation and have a plasma half-life of 10 to 15 minutes. The presence of TAT indicates ongoing thrombin formation and the consumption of antithrombin. Upon activation of coagulation, antithrombin complexes with thrombin as well as other serine proteases. Complex formation is greatly enhanced by the presence of heparin or other glycosaminoglycans. The reaction initially is reversible, but becomes irreversible following the formation of a covalent bond between antithrombin and thrombin. This binding results in complete inhibition of thrombin's activity. Elevated levels of TAT may be associated with advancing age, pregnancy, septicemia, disseminated intravascular coagulation, multiple traumas, acute pancreatitis, acute and chronic leukemia, preëclampsia, acute and chronic liver disease, and other predisposing causes of thrombosis. Increased levels are also reported during heparin and fibrinolytic therapy. TAT levels are markedly reduced in the first 24 hours after receiving oral anticoagulants. The TAT assay can detect the intravascular generation of thrombin and provides valuable information in the diagnosis of thrombotic events. Decreasing TAT levels can also indicate the resolution of a thrombotic event. A normal TAT level in the presence of an elevated D-dimer may indicate an old thrombus. Elevated TAT measurements may be accompanied by increased levels of prothrombin fragment 1+2, fibrinpeptide A, fibrin(ogen)degradation products, and D-dimer. D-dimer has greater sensitivity for detection of deep venous thrombosis. | <4.3 ng/mL Pre-analytical conditions such as a difficult draw may spuriously increase test results. |  |  |  | TAT is measured by enzyme immunoassay using a sandwich technique. The patient sample containing TAT is incubated with antibodies against thrombin, and the unbound constituents are removed by washing. Enzyme conjugated antibodies to antithrombin are then added to the reaction, and the excess antibodies are removed by washing. The remaining (bound) enzymatic activity acts upon a chromophore and color development is proportional to the TAT in the sample. | 4 to 13 days |  |  | 83520 | Thrombin Antithrombin Complex | 14182-0 | FFTAC | Thrombin Antithrombin Complex | 14182-0
AATHI | Thrombophilia Profile Interpretation | Interpretation of testing performed as part of a profile to evaluate patients with thrombosis or hypercoagulability states including detecting a lupus-like anticoagulant; dysfibrinogenemia; disseminatedintravascular coagulation/intravascular coagulation and fibrinolysis, detecting a deficiency of antithrombin, protein C, or protein S, detecting activated protein C resistance (and the factor V R506Q [Leiden] mutation if indicated), and detecting the prothrombin G20210A mutation | Only orderable as part of a profile. For more information see AATHR / Thrombophilia Profile, Plasma. Medical Interpretation | Yes | Thrombophilia Interpretation | Plasma Na Cit |  |  | Thrombophilia is defined as an acquired or familial disorder associated with thrombosis. The clinical presentation of anunderlying thrombophilia predominantly includes venous thromboembolism (deepvein thrombosis, pulmonary embolism, superficial vein thrombosis). Other manifestations that have been linked to thrombophilia include recurrent miscarriage and complications of pregnancy (eg, severepreeclampsia, abruptio placentae, intrauterine growth restriction, stillbirth). The current thrombophilia does not predict for arterial thrombosis. Demographic or environmental exposures that compound the riskof venous thromboembolism among persons with a thrombophiliainclude increasing age, male gender, obesity, surgery, trauma, hospitalization for medical illness, malignant neoplasm, prolongedimmobility during travel (eg, prolonged airplane travel), oralcontraceptive use, estrogen therapy (both oral and transdermal),tamoxifen and raloxifene therapy, and infertility drugs. Central venouscatheters and transvenous pacemaker wires increase the risk for upperextremity deep vein thrombosis; this risk is unrelated to thrombophilia. Inherited thrombophilias include: -Deficiency due to reduced plasma protein level or dysfunctionalprotein of: -Antithrombin -Protein C -Protein S -Dysfibrinogenemias (rare) -Activated protein C resistance due to the factor V R506Q (Leiden)mutation -Prothrombin G20210A mutation Acquired thrombophilias include a lupus-like anticoagulant (antiphospholipidantibodies) and disseminatedintravascularcoagulation/intravascular coagulation and fibrinolysis (DIC/ICF). DIC/ICF may cause thrombotic as well as hemorrhagic events. Positive tests for DIC/ICF can also occur asconsequences of thrombosis. Acquired deficiencies of fibrinogen, protein C, protein S,and antithrombin may be found in conjunction with liver disease (theyare produced by the liver) or DIC/ICF and are of uncertain significancewith respect to thrombosis risk. Acquired deficiencies of protein C and protein S are also found in patients with liver disease who are being treated with oral anticoagulants (eg, warfarin, Coumadin), since both of these proteins are dependent upon the action of vitamin K for normal function. Acquired protein S deficiency also occurs in thrombotic thrombocytopenicpurpura, pregnancy or estrogen therapy, nephrotic syndrome, andsickle cell anemia. In acute illness, the level of acute-phase reactantsrise (including C4b binding protein, which binds and inactivates protein Sin the plasma) and the portion of bound protein S also rises leaving alower proportion of free protein S. The significance of acquired protein Sdeficiency with respect to thrombosis risk is unknown. | Only orderable as part of a profile. For more information see AATHR / Thrombophilia Profile, Plasma. An interpretive report will be provided. | An interpretive report will be provided when testing is completed, noting a presence or absence of thrombophilia. | To obtain the most useful information, this testing is best performed inmedically stable patients who are not receiving oral vitamin K inhibitor (eg,warfarin, Coumadin), heparin, low-molecular-weight heparin, hirudin(Refludan), argatroban, fibrinolytic agents (eg, streptokinase, tissue plasminogen activator), or platelet GPIIbIIIa (alpha IIb beta3) inhibitors (abxicimab[ReoPro], tirofiban, aggrastat). However, useful information can be obtained in patients receivinganticoagulation therapy. | 1. Pengo V, Tripodi A, Reber G, et al. Update of the guidelines for lupus anticoagulant detection. Subcommittee on Lupus Anticoagulant/Antiphospholipid Antibody of the Scientific and Standardisation Committee of the International Society on Thrombosis and Haemostasis. J Thromb Haemost. 2009;7(10):1737-1740 2. Keeling D, Mackie I, Moore GW, et al. Guidelines on the investigation and management of antiphospholipid syndrome. Br J Haemotol. 2012;157(1):47-58 3. Clinical and Laboratory Standards Institute (CLSI). Laboratory Testing for the Lupus Anticoagulant; Approved Guideline. CLSI document H60-A., Clinical Laboratory Standards Institute, 2014 | A coagulation expert (clinician or hematopathologist) reviews the laboratory data and an interpretive report is issued.(Unpublished Mayo method) | 4 to 7 days |  | Not Applicable | 85390-26 Special Coagulation Interpretation | Thrombophilia Interpretation | 69049-5 | 603325 | Reviewed by | 18771-6
AATHR | Thrombophilia Profile, Plasma and Whole Blood | Evaluating patients with thrombosis or hypercoagulability states Detecting a lupus-like anticoagulant; dysfibrinogenemia; disseminated intravascular coagulation/intravascular coagulation and fibrinolysis Detecting a deficiency of antithrombin, protein C, or protein S Detecting activated protein C resistance (and the factor V Leiden [p.Arg534Gln, historically known as R506Q] variant if indicated) Detecting the prothrombin F2 c.*97G>A variant (historically known as G20210A) | PTSC, APTSC, DRV1, TTSC, APCRV: Optical Clot-Based CLFIB: Clauss DIMER, PSF: Latex Immunoassay (LIA) ATTF, CFX: Chromogenic PTNT: Direct Variant Analysis AATHI: Medical Interpretation | Yes | Thrombophilia Prof | Initial testing includes prothrombin time (PT); activated partial thromboplastin time (aPTT); dilute Russell's viper venom time (dRVVT); thrombin time (bovine); fibrinogen; D-dimer; antithrombin activity; protein C activity; protein S antigen, free; prothrombinG20210Avariant; activated protein resistance V; and thrombophilia interpretation. | Both blood and plasma are required. Patient Preparation: 1. Patientshould notbe receiving Coumadin (warfarin), heparin, direct thrombin inhibitors (argatroban, dabigatran), or direct factor Xa inhibitors (apixaban, rivaroxaban, and edoxaban). 2. Specimen must be collected prior to initiation of anticoagulants and thrombolytic therapy. 3. If patient has been recently transfused, it is best to perform this study pretransfusion, if possible. Specimen Type:Whole blood Container/Tube: Preferred:Lavender top (EDTA) Acceptable:Yellow top (ACD), light-blue top (3.2% sodium citrate) Specimen Volume:3 mL Collection Instructions: 1. Invert several times to mix blood. 2. Send whole blood specimen in original tube.Do notaliquot. 3. Label specimen as whole blood. Specimen Type:Platelet-poor plasma Collection Container/Tube:Light-blue top (3.2% sodium citrate) Submission Container/Tube:Plastic vial (polypropylene preferred) Specimen Volume:5 mL in 5 plastic vials; each containing 1 mL Collection Instructions: 1. Specimen must be collected prior to factor replacement therapy. 2. For complete instructions, seeCoagulation Guidelines for Specimen Handling and Processing. 3. Centrifuge, transfer all plasma into a plastic vial, and centrifuge plasma again. 4. Aliquot plasma (1-2 mL per aliquot) into 5 separate plastic vials leaving 0.25 mL in the bottom of centrifuged vial. 5. Freeze plasma immediately (no longer than 4 hours after collection) at -20 degrees C or, ideally, -40 degrees C or below. Additional Information:Double-centrifuged specimen is critical for accurate results as platelet contamination may cause spurious results. | Plasma: 5 mL total, 5 plastic vials each containing 1 mL, Whole blood: 1 mL | Thrombophilia is defined as an acquired or familial disorder associated with thrombosis. The clinical presentation of an underlying thrombophilia predominantly includes venous thromboembolism (deep vein thrombosis, pulmonary embolism, superficial vein thrombosis). Other manifestations that have been linked to thrombophilia include recurrent miscarriage and complications of pregnancy (eg, severe preeclampsia, abruptio placentae, intrauterine growth restriction, stillbirth). Thrombophilia does not predict arterial thrombosis. Demographic or environmental exposures that compound the risk of venous thromboembolism among persons with a thrombophilia include increasing age, male gender, obesity, surgery, trauma, hospitalization for medical illness, malignant neoplasm, prolonged immobility during travel (eg, prolonged airplane travel), oral contraceptive use, estrogen therapy (both oral and transdermal), tamoxifen and raloxifene therapy, and infertility drugs. Central venous catheters and transvenous pacemaker wires increase the risk for upper extremity deep vein thrombosis; this risk is unrelated to thrombophilia. Inherited thrombophilias include: -Deficiency due to reduced plasma protein level or dysfunctional protein of: -Antithrombin -Protein C -Protein S -Dysfibrinogenemias (rare) -Activated protein C resistance due to the factor V Leiden variant (F5 c.1601G>A; p.Arg534Gln, historically known as R506Q) -Prothrombin F2 c.*97G>A variant (historically known as G20210A) Acquired thrombophilias include a lupus-like anticoagulant (antiphospholipid antibodies) and disseminated intravascular coagulation/intravascular coagulation and fibrinolysis (DIC/ICF). DIC/ICF may cause thrombotic as well as hemorrhagic events. Positive tests for DIC/ICF can also occur as consequences of thrombosis. Acquired deficiencies of fibrinogen, protein C, protein S, and antithrombin may be found in conjunction with liver disease (they are produced by the liver) or DIC/ICF and are of uncertain significance with respect to thrombosis risk. Acquired deficiencies of protein C and protein S are also found in patients with liver disease who are being treated with oral anticoagulants (eg, warfarin, Coumadin), since both proteins are dependent upon the action of vitamin K for normal function. Acquired protein S deficiency also occurs in thrombotic thrombocytopenic purpura, pregnancy or estrogen therapy, nephrotic syndrome, and sickle cell anemia. In acute illness, the levels of acute-phase reactants rise (including C4b binding protein, which binds and inactivates protein S in the plasma), and the portion of bound protein S also rises, leaving a lower proportion of free protein S. The significance of acquired protein S deficiency with respect to thrombosis risk is unknown. | An interpretive report will be provided. | An interpretive report will be provided when testing is completed, noting the presence or absence of thrombophilia. | To obtain the most useful information, this testing is best performed in medically stable patients who are not receiving an oral vitamin K inhibitor (eg, warfarin, Coumadin), heparin, low-molecular-weight heparin, hirudin (Refludan), argatroban, fibrinolytic agents (eg, streptokinase, tissue plasminogen activator), or platelet GPIIbIIIa (alpha IIb beta3) inhibitors (abciximab [ReoPro], tirofiban [Aggrastat]). However, useful information can be obtained in patients receiving anticoagulation therapy. | 1. Pengo V, Tripodi A, Reber G, et al.Update of the guidelines for lupus anticoagulant detection. Subcommittee on Lupus Anticoagulant/Antiphospholipid Antibody of the Scientific and Standardization Committee of the International Society on Thrombosis and Haemostasis. J Thromb Haemost. 2009(10):1737-1740. doi:10.1111/j.1538-7836.2009.03555.x 2. Keeling D, Mackie I, Moore GW, Greer IA, Greaves M, British Committee for Standards in Haematology: Guidelines on the investigation and management of antiphospholipid syndrome. Br J Haemotol. 2012;157(1):47-58. doi:10.1111/j.1365-2141.2012.09037.x 3. Clinical and Laboratory Standards Institute (CLSI). Laboratory Testing for the Lupus Anticoagulant; Approved Guideline.CLSI document H60-A. CLSI; 04/2014 4. Favaloro EJ and Lippi G. eds.Hemostasis and Thrombosis, Methods and Protocols. Humana Press; 2017 | Prothrombin Time: The prothrombin time (PT) assay is performed on the Instrumentation Laboratory ACL TOP. Patient plasma is incubated and combined with a PT reagent containing recombinant human tissue factor, synthetic phospholipids, calcium chloride, polybrene, and buffer. The tissue thromboplastin-factor VII/VIIa complex activates factor X. Activated factor X (factor Xa) forms a complex with factor Va, calcium, and phospholipid to activate factor II (prothrombin) to thrombin. Thrombin then acts on fibrinogen (factor I) to form fibrin which clots, the time to clot formation is measured optically using a wavelength of 671 nm providing the assay endpoint (the "prothrombin time").(Package insert: HemosIL RecombiPlasTin 2G. Instrumentation Laboratory Company; R4, 03/2019) Activated Partial Thromboplastin Time: The activated partial thromboplastin time (aPTT) assay is performed on the Instrumentation Laboratory ACL TOP. Patient plasma is combined and incubated with an aPTT reagent containing phospholipid, a negatively charged contact factor activator, and buffer. After a specified incubation time, calcium is added to trigger the coagulation process in the mixture. Subsequently, the time to clot formation is measured optically using a wavelength of 671 nm. Mixing studies (see APMSC / Activated Partial Thromboplastin Time [APTT] Mix 1:1, Plasma) using normal pooled plasma are performed on samples with a prolonged aPTT to assist in discriminating between factor deficiency states and coagulation inhibitors, unless further testing is not indicated.(Package insert: HemosIL SynthASil. Instrumentation Laboratory Company; R11, 06/2017) Dilute Russell's Viper Venom Time: The dilute Russell's viper venom time (dRVVT) screening assay is performed on the Instrumentation Laboratory ACL TOP. Patient plasma is incubated for a specified time and then combined with a dRVVT screening reagent containing Russell's viper venom, phospholipids, heparin neutralizing agents, calcium, buffers, and stabilizers to trigger the coagulation process. Subsequently, the time to clot formation is measured optically using a wavelength of 671 nm. The patient dRVVT screening clotting time is normalized by dividing the patient result by the mean dRVVT screening clotting time of normal pooled plasma to yield a ratio (dRVVT screen ratio).(Package insert: LA CHECK DRVVT. Precision Biologic; R14, 03/2012) Thrombin Time: The thrombin time assay is performed on the Instrumentation Laboratory ACL TOP. Patient plasma is combined with a bovine thrombin reagent containing bovine albumin, calcium chloride, and buffer, immediately triggering the coagulation process in the mixture. Time to clot formation is measured optically using a wavelength of 671 nm.(Package insert: HemosIL Thrombin Time. Instrumentation Laboratory Company; R1, 12/2018) Fibrinogen: The Clauss fibrinogen assay is performed using the HemosIL Fibrinogen-C kit on the Instrumentation Laboratory ACL TOP. Patient plasma, containing fibrinogen, is mixed with reagent containing excess thrombin. The excess thrombin converts the fibrinogen in the patient plasma to fibrin. The amount of time it takes to form a clot is inversely proportional to the amount of fibrinogen present in the patient plasma.(Package insert: HemosIL Fibrinogen-C. Instrumentation Laboratory Company; R7, 06/2017) D-Dimer: The D-dimer assay is performed using the HemosIL D-Dimer HS 500 kit on the Instrumentation Laboratory ACL TOP instrument. D-dimer is assayed in plasma by adding polystyrene latex particles coated with monoclonal antibodies specific for D-dimer domain. The latex particles agglutinate in the presence of soluble fibrin degradation products containing the D-dimer domain. The degree of agglutination is directly proportional to the concentration of D-dimer in the sample and is determined by measuring the decrease of transmitted light caused by the aggregates (turbidimetric immunoassay).(Package insert: HemosIL D-Dimer HS 500. Instrumentation Laboratory Company; R6, 04/2018) Antithrombin Activity: This assay is performed using the HemosIL Liquid Antithrombin Kit on the Instrumentation Laboratory ACL TOP instrument. Patient plasma, containing antithrombin, is mixed and incubated with reagent containing factor Xa and excess heparin. Factor Xa activity in the reagent is rapidly inhibited by antithrombin. Residual factor Xa activity is then measured using an amidolytic activity assay. This occurs when residual factor Xa lyses chromogenic substrate S-2765 (N-alpha-Z-D-Arg-Gly-Arg-pNA 2HCI) and subsequently releases para-nitroaniline (pNA) (detected at 405 nm) in a level that is inversely proportional to the amount of antithrombin in the sample. This method is based on inhibition of factor Xa and, therefore, only higher amounts of heparin cofactor II, alpha-2-macroglobulin, or alpha-1-antitrypsin will influence the assay.(Package insert: HemosIL Liquid Antithrombin. Instrumentation Laboratory Company; R8, 06/2017) Protein C Activity: This assay is performed using the HemosIL Protein C kit on the Instrumentation Laboratory ACL TOP. Protein C in plasma is activated by a specific enzyme (Protein C activator) from copperhead snake venom (Agkistrodon contortrix contortrix). The amount of activated protein C is determined by the rate of hydrolysis of the chromogenic substrate, S-2366 (pyroGlu Pro-Arg-pNA-HCL). The pNA release is measured kinetically at 405 nm and is directly proportional to the protein C level in the plasma.(Package insert: HemosIL Protein C. Instrumentation Laboratory; R8, 06/2017) Protein S Free: This assay is performed using the HemosIL Free Protein S kit on the Instrumentation Laboratory ACL TOP. The assay uses latex immunoassay methodology to determine the presence of free protein S. It consists of 2 latex reagents, one being latex particles coated with purified human C4b-binding protein (C4BP), and the other is latex particles coated with a monoclonal antibody directed against human protein S. Patient plasma is combined with the purified C4BP that reacts with a high affinity for free protein S in the patient plasma. The free protein S adsorbed on the C4BP latex triggers the agglutination reaction with the second latex reagent. The aggregates form diameters greater than the wavelength of the light (405nm) passing through, causing absorption of the light. This change in absorption is measured over time and reported as delta optical density. The increase in absorption is proportional to the concentration of free protein S antigen present in the patient plasma. (Package insert: HemosIL Free Protein S. Instrumentation Laboratory; R15, 04/2019) Activated Protein C Resistance: This assay is performed using the HemosIL Factor V Leiden (APC Resistance V) Kit on the Instrumentation Laboratory ACL TOP instrument. The method uses a modified aPTT test to detect activated protein C (APC) resistance. The plasma specimen is prediluted in factor V-deficient plasma. Then the aPTT test is performed by incubating patient plasma with a standardized amount of platelet-like phospholipids and activator of the contact factors of the intrinsic coagulation pathway, followed by recalcification of plasma and measurement of clotting time. The ratio of the aPTT test with and without added APC is reported as the APC resistance (or sensitivity) ratio.(Package insert: HemosIL Factor V Leiden [APC Resistance V]. Instrumentation Laboratory Company; R12, 11/2017) Prothrombin G20210A Variant: An allelic discrimination assay is set up using TaqMan chemistry. End-products are analyzed using the Roche LightCycler 480 System for genotype detection.(User guide: TaqMan SNP Genotyping Assays. Applied Biosystems; 09/29/2017) | 4 to 7 days | Plasma: 7 days; Whole blood: 2 weeks | See Individual Test IDs | 81240-F2 PTNT85300-ATTF85303-CFX85306-PSF85307-APCRV85379-DIMER85384-CLFIB85390-26-AATHI85610-PTSC85613-DRV185670-TTSC85730-APTSC81241-F5 (coagulation factor V) (eg, hereditary hypercoagulability) gene analysis, Leiden variant (if appropriate)85210-Factor II (if appropriate)85220-Factor V (if appropriate)85230-Factor VII (if appropriate)85240-Factor VIII (if appropriate)85250-Factor IX (if appropriate)85260-Factor X (if appropriate)85270-Factor XI (if appropriate)85280-Factor XII (if appropriate)85301-Antithrombin antigen (if appropriate)85302-Protein C antigen (if appropriate)85305-Protein S antigen, total (if appropriate)85306-Protein S activity (if appropriate)85366-Soluble fibrin monomer (if appropriate)85385-PT-Fibrinogen (if appropriate)85597-Platelet neutralization for lupus inhibitor (if appropriate)85598-Hex LA (if appropriate)85611-PT mix 1:1 (if appropriate)85613-DRVVT mix (if appropriate)85613-DRVVT confirmation (if appropriate)85635-Reptilase (if appropriate)85732 - APTT Mix 1:1 (if appropriate) | Thrombophilia Prof | 98125-8 | RVR1 | DRVVT Screen Ratio | 15359-3
FFTPO | Thrombopoietin (TPO) |  | Immunoassay | Yes | Thrombopoietin (TPO) | Serum | Specimen Type:SerumContainer/Tube:Red or SSTSpecimen Volume:1 mLCollection Instructions:Draw blood in a plain red-top tube(s), serum gel tube(s) is acceptable. Spin down and send 1 mL of serum frozen in a plastic vial. | 0.5 mL |  | 7 – 99 pg/mL |  |  |  |  | 9 to 37 days |  | This test was performed using a kit that has not been approved or cleared by the FDA. The analytical performance characteristics of this test have been determined by Quest Diagnostics Nichols Institute, San Juan Capistrano. This test should not be used for diagnosis without confirmation by other medically established means. | 83520 | Thrombopoietin (TPO) | 43237-7 | FFTPO | Thrombopoietin (TPO) | 43237-7
GNTHR | Thrombosis Disorders, Comprehensive Gene Panel, Next-Generation Sequencing, Varies | Evaluating hereditary thrombosis in patients with a personal or family history suggestive of a hereditary thrombosis disorder Confirming a hereditary thrombosis disorder diagnosis with the identification of a known or suspected pathogenic alteration in one or more of 16 genes associated with a variety of hereditary thrombosis disorders Determining the disease-causing alterations within one or more of these 16 genes to delineate the underlying molecular defect in a patient with a laboratory diagnosis of a thrombosis disorder Identifying the causative alteration for genetic counseling purposes Prognosis and risk assessment based on the genotype-phenotype correlations Carrier testing for close family members of an individual with a hereditary thrombosis disorder diagnosis This test isnot intended forprenatal diagnosis. | Sequence Capture and Targeted Next-Generation Sequencing (NGS) followed by Polymerase Chain Reaction (PCR) and Sanger Sequencing | Yes | Thrombosis Comprehensive Panel, NGS | A systematic diagnosis through conventional coagulation testing is recommended prior to considering genetic testing for any suspected thrombosis disorder. | Specimen Type:Whole blood Patient Preparation:A previous bone marrow transplant from an allogenic donor will interfere with testing. Call 800-533-1710 for instructions for testing patients who have received a bone marrow transplant. Container/Tube: Preferred:Lavender top (EDTA) Acceptable:Yellow top (ACD) Specimen Volume:3 mL Collection Instructions: 1. Invert several times to mix blood. 2. Send whole blood specimen in original tube.Do not aliquot. Specimen Stability Information:Ambient (preferred) 4 days/Refrigerated | 1 mL | Thrombophilia is defined as an acquired or familial disorder associated with thrombosis. The clinical presentation of an underlying thrombophilia predominantly includes venous thromboembolism (deep vein thrombosis, pulmonary embolism, superficial vein thrombosis). Other manifestations linked to thrombophilia include recurrent miscarriage and complications of pregnancy (eg, severe preeclampsia, abruptio placentae, intrauterine growth restriction, and stillbirth). Determination of a hereditary thrombosis disorder contributing to thrombotic events in an individual or family can be useful for prognosis and risk assessment. Identification of an alteration that is known or suspected to cause disease can also be useful for determining the risk for thrombosis for family members. This panel evaluates 16 genes associated with a variety of hereditary thrombosis disorders, including thrombotic thrombocytopenic purpura; thrombophilia due to thrombin defect; thrombophilia due to activated protein C resistance; fibrinogen deficiencies (afibrinogenemia, hypofibrinogenemia, dysfibrinogenemia, and hypodysfibrinogenemia); histidine-rich glycoprotein deficiency; paroxysmal nocturnal hemoglobinuria (somatic); familial hyperfibrinolysis; plasminogen deficiency and dysplasminogenemia; protein C deficiency; purpura fulminans; protein S deficiency; antithrombin deficiency; heparin cofactor 2 deficiency; and thrombomodulin deficiency. The risk for developing thrombosis associated with these syndromes varies. For example, the relative risk (95% CI) for the incidence of a first-lifetime venous thromboembolism event associated with antithrombin deficiency is 17.5 (9.1-33.8), protein C deficiency is 11.3 (5.7-22.3), and protein S deficiency is 32.4 (16.7-62.9).(2) Several of the genes on this panel have established thrombosis risk or expert group guidelines.(1-6) Indications for testing include, but are not limited to: -Individuals with venous thromboembolism (VTE) under the age of 50, recurrent and/or spontaneous VTE, or VTE at an unusual site (eg, hepatic, mesenteric, portal, cerebral veins) -Individuals with a strong family history of thrombosis or pulmonary embolism -Individuals with warfarin-induced skin necrosis or neonatal purpura fulminans -Individuals whose personal or family history indicates coinheritance of multiple hereditary thrombosis | An interpretive report will be provided. | All detected variants are evaluated according to American College of Medical Genetics and Genomics recommendations.(7) Variants are classified based on known, predicted, or possible pathogenicity and reported with interpretive comments detailing their potential or known significance. | Clinical Correlations: Test results should be interpreted in the context of clinical findings, family history, and other laboratory data. Misinterpretation of results may occur if the information provided is inaccurate or incomplete. If testing was performed because of a clinically significant family history, it is often useful to first test an affected family member. Detection of a reportable variant in an affected family member would allow for more informative testing of at-risk individuals. To discuss the availability of additional testing options or for assistance in the interpretation of these results, contact the Mayo Clinic Laboratories genetic counselors at 800-533-1710. Technical Limitations: Next-generation sequencing may not detect all types of genomic variants. In rare cases, false-negative or false-positive results may occur. The depth of coverage may be variable for some target regions; assay performance below the minimum acceptable criteria or for failed regions will be noted. Given these limitations, negative results do not rule out the diagnosis of a genetic disorder. If a specific clinical disorder is suspected, evaluation by alternative methods can be considered. There may be regions of genes that cannot be effectively evaluated by sequencing or deletion and duplication analysis as a result of technical limitations of the assay, including regions of homology, high guanine-cytosine (GC) content, and repetitive sequences. Confirmation of select reportable variants will be performed by alternate methodologies based on internal laboratory criteria. This test is validated to detect 95% of deletions up to 75 base pairs (bp) and insertions up to 47 bp. Deletions-insertions (delins) of 40 or more bp, including mobile element insertions, may be less reliably detected than smaller delins. Deletion/Duplication Analysis: This analysis targets single and multi-exon deletions/duplications; however, in some instances, single exon resolution cannot be achieved due to isolated reduction in sequence coverage or inherent genomic complexity. Balanced structural rearrangements (such as translocations and inversions) may not be detected. This test is not designed to detect low levels of mosaicism or to differentiate between somatic and germline variants. If there is a possibility that any detected variant is somatic, additional testing may be necessary to clarify the significance of results. For detailed information regarding gene specific performance and technical limitations, see Method Description or contact a laboratory genetic counselor. If the patient has had an allogeneic hematopoietic stem cell transplant or a recent blood transfusion, results may be inaccurate due to the presence of donor DNA. Call Mayo Clinic Laboratories for instructions for testing patients who have received a bone marrow transplant. Reclassification of Variants: Currently, it is not standard practice for the laboratory to systematically review previously classified variants on a regular basis. The laboratory encourages healthcare providers to contact the laboratory at any time to learn how the classification of a particular variant may have changed over time. Due to broadening genetic knowledge, it is possible that the laboratory may discover new information of relevance to the patient. Should that occur, the laboratory may issue an amended report. Variant Evaluation: Evaluation and categorization of variants are performed using published American College of Medical Genetics and Genomics and the Association for Molecular Pathology recommendations as a guideline.(7) Other gene-specific guidelines may also be considered. Variants are classified based on known, predicted, or possible pathogenicity and reported with interpretive comments detailing their potential or known significance. Variants classified as benign or likely benign are not reported. Multiple in silico evaluation tools may be used to assist in the interpretation of these results. The accuracy of predictions made by in silico evaluation tools is highly dependent upon the data available for a given gene, and periodic updates to these tools may cause predictions to change over time. Results from in silico evaluation tools should be interpreted with caution and professional clinical judgment. Rarely, incidental or secondary findings may implicate another predisposition or presence of active disease. These findings will be carefully reviewed to determine whether they will be reported. | 1. Arachchillage DJ, Mackillop L, Chandratheva A, Motawani J, MacCallum P, Laffan M: Thrombophilia testing: A British Society for Haematology guideline. Brit J Haematol. 2022 Aug;198(3):443-458 2. Pruthi RK: Optimal utilization of thrombophilia testing. Int J Lab Hematol. 2017 May;39(s1):104-110 3. Middeldorp S: Inherited thrombophilia: a double-edged sword. Hematol-Am Soc Hematol Educ Program. 2016 Dec 2;1:1-9 4. Tregouet DA, Morange PE: What is currently known about the genetics of venous thromboembolism at the dawn of next generation sequencing technologies. Br J Haematol. 2018 Feb;180(3):335-345 5. International Society on Thrombosis and Haemostasis: Bleeding Thrombotic and Platelet Disorder TIER1 genes. ISTH; 2018. Updated July 2022. Accessed October 6, 2022. Available at: www.isth.org/page/GinTh_GeneLists 6. Megy K, Downes K, Simeoni I, et al: Curated disease-causing genes for bleeding, thrombotic, and platelet disorders: Communication from the SSC of the ISTH. J Thromb Haemost. 2019 Aug;17(8):1253-1260 7. Richards S, Aziz N, Bale S, et al; ACMG Laboratory Quality Assurance Committee: Standards and guidelines for the interpretation of sequence variants: a joint consensus recommendation of the American College of Medical Genetics and Genomics and the Association for Molecular Pathology. Genet Med. 2015 May;17(5):405-424 | Next-generation sequencing (NGS) and/or Sanger sequencing are performed to test for the presence of variants in coding regions and intron/exon boundaries of the genes analyzed, as well as some other regions that have known disease-causing variants. The human genome reference GRCh37/hg19 build was used for sequence read alignment. At least 99% of the bases are covered at a read depth over 30X. Sensitivity is estimated at above 99% for single nucleotide variants, above 94% for deletion-insertions (delins) less than 40 base pairs (bp), above 95% for deletions up to 75 bp and insertions up to 47 bp. NGS and/or a polymerase chain reaction-based quantitative method is performed to test for the presence of deletions and duplications in the genes analyzed. There may be regions of genes that cannot be effectively evaluated by sequencing or deletion and duplication analysis as a result of technical limitations of the assay, including regions of homology, high guanine-cytosine (GC) content, and repetitive sequences. SeeTargeted Genes and Methodology Details for Thrombosis Disorders, Comprehensive Gene Paneland Methodology Details for details regarding the targeted genes analyzed for each test and specific gene regions not routinely covered.(Unpublished Mayo method) Always refer to the final patient report for gene transcript information referenced at the time of testing. Confirmation of select reportable variants may be performed by alternate methodologies based on internal laboratory criteria. Genes analyzed:ADAMTS13,F2,F5,FGA,FGB,FGG,HRG,PIGA,PLAT,PLG,PROC,PROCR,PROS1,SERPINC1,SERPIND1, andTHBD | 28 to 42 days | Whole blood: 2 weeks (if available); Extracted DNA: 3 months | This test was developed and its performance characteristics determined by Mayo Clinic in a manner consistent with CLIA requirements. It has not been cleared or approved by the US Food and Drug Administration. | 81443 | Thrombosis Comprehensive Panel, NGS | 105336-2 | 619284 | Released By | 18771-6
THSIF | Thrombospondin Type 1 Domain Containing 7A (THSD7A), Immunofluorescence | Diagnosis of thrombospondin type 1 domain-containing 7A (THSD7A)-associated membranous nephropathy | Direct Immunofluorescence (DIF) | Yes | THSD7A Immunofluorescence | Special | Specimen Type:Kidney tissue Preferred:2 Unstained positively charged glass slide (25- x 75- x 1-mm) per test ordered; paraffinsections 3 to 4-microns thick Acceptable:Formalin-fixed, paraffin-embedded (FFPE) kidney tissue block | See Specimen Required | Thrombospondin type 1 domain-containing 7A (THSD7A) is a target antigen in membranous nephropathy (MN) and is detected in approximately 3% to 5% of non- phospholipase A2 receptor (PLA2R)-associated MN patients. Differentiating THSD7A-associated MN from PLA2R-associated MN is critical as approximately 20% of patients with THSD7A-associated MN have solid malignancy suggesting that THSD7A-associated MN is more likely to be secondary to malignancy than PLA2R-associated MN. |  | Staining is interpreted and reported as negative or positive. | No significant cautionary statements | 1. Hoxha E, Beck Jr LH, Wiech T et al. An indirect immunofluorescence method facilitates detection of thrombospondin type 1 domain-containing 7A-specific antibodies in membranous nephropathy. J Am Soc Nephrol. 2017;28:520-531 2. Larsen CP, Cossey LN, Bech LH. THSD7A staining of membranous glomerulopathy in clinical practice reveals cases with dual autoantibody positivity. Mod Pathol. 2016;29:421-426 3. Sharma SG, Larsen CP: Tissue staining for THSD7A in glomeruli correlates with serum antibodies in primary membranous nephropathy: a clinicopathological study. Mod Pathol. 2018;31(4):616-622 | Direct immunofluorescence staining on sections of formalin-fixed, paraffin-embedded kidney tissue.(Unpublished Mayo method) | 1 to 2 days | Until reported | This test was developed and its performance characteristics determined by Mayo Clinic in a manner consistent with CLIA requirements. It has not been cleared or approved by the US Food and Drug Administration. | 88346-Primary IF88350-If additional IF | THSD7A Immunofluorescence | 101116-2 | 606389 | Case Number | 80398-1
THSD7 | Thrombospondin Type-1 Domain-Containing 7A Antibodies, Serum | Distinguishing primary from secondary membranous nephropathy cases with antibodies against THSD7A | Indirect Immunofluorescence Assay (IFA) | Yes | THSD7A Ab, S | Serum | Supplies:Sarstedt 5 mL Aliquot Tube (T914) Collection Container/Tube: Preferred:Serum gel Acceptable:Red top Submission Container:Plastic vial Specimen Volume:1 mL Collection Information:Centrifuge and aliquot serum into plastic vial within 2 hours of collection. | 0.5 mL | Recently, autoantibodies against phospholipase A2 receptor (PLA2R) in the kidney were determined to be the major target antigen for patients with idiopathic/primary membranous nephropathy (MN).(1) Approximately 70% of patients with primary MN circulate anti-PLA2R antibodies, and in the remaining 30% (who are PLA2R-negative), anti-thrombospondin type-1 domain-containing 7A (THSD7A) was shown to have approximately a 10% prevalence (or about 3% of all primary MN patients).(2) Mouse podocytes express THSD7A and introduction of anti-THSD7A autoantibodies induces MN in murine models. Mouse podocytes do not express PLA2R so exogenous administration of anti-PLA2R does not recapitulate membranous nephropathy in mice.(3) Additionally, THSD7A has been described as a potential tumor antigen and, thus, it has been suggested that THSD7A-positive patients merit a thorough cancer screening.(4) | Negative | Therapy outcome can be monitored by measuring the antibody titer. A titer increase, decrease, or disappearance generally precedes a change in clinical status. Thus, the determination of the antibody titer has a high predictive value with respect to clinical remission, relapse, or risk assessment after kidney transplantation. | This test should not be used as a stand-alone test but as an adjunct to other clinical information. A diagnosis of primary or secondary membranous nephropathy (MN) should not be made based on a single test result. The clinical symptoms, results on physical examination, and laboratory tests (eg, serological tests), when appropriate, should always be taken into account when considering the diagnosis of primary versus secondary MN. Absence of circulating autoantibodies does not rule out a diagnosis of primary MN. | 1. Beck LH Jr, Bonegio RG, Lambeau G, et al: M-type phospholipase A2 receptor as target antigen in idiopathic membranous nephropathy. N Engl J Med. 2009;361:11-21. doi: 10.1056/NEJMoa0810457 2. Tomas NM, Beck LH Jr, Meyer-Schwesinger C, et al: Thrombospondin type-1 domain-containing 7A in idiopathic membranous nephropathy. N Engl J Med. 2014;371:2277-2287.doi: 10.1056/NEJMoa1409354 3. Tomas NM, Hoxha E, Reinicke AT, et al: Autoantibodies against thrombospondin type 1 domain-containing 7A induce membranous nephropathy. J Clin Invest. 2016;126(7):2519-2532. doi: 10.1172/JCI85265 4. Stahl PR, Hoxha E, Wiech T, Schroder C, Simon R, Stahl RA: THSD7A expression in human cancer. Genes Chromosomes Cancer. 2017;56:314-327. doi: 10.1002/gcc.22440 | Diluted patient samples are incubated with combinations of substrates. If the reaction is positive, specific antibodies of classes IgA, IgG, and IgM attach to the antigens. In a second step, the attached antibodies are stained with fluorescein-labelled antihuman antibodies and made visible with a fluorescence microscope.(Package insert:Anti-THSD7A IIFT EUROPattern, EUROIMMUN US;V 06/11/2019) | 3 to 7 days | 7 days | This test was developed and its performance characteristics determined by Mayo Clinic in a manner consistent with CLIA requirements. It has not been cleared or approved by the US Food and Drug Administration. | 86255 | THSD7A Ab, S | 93339-0 | THSD7 | THSD7A Ab, S | 93339-0
THYM | Thyme, IgE, Serum | Establishing the diagnosis of an allergy to thyme Defining the allergen responsible for eliciting signs and symptoms Identifying allergens: -Responsible for allergic response and/or anaphylactic episode -To confirm sensitization prior to beginning immunotherapy -To investigate the specificity of allergic reactions to insect venom allergens, drugs, or chemical allergens Testing for IgE antibodies isnot usefulin patients previously treated with immunotherapy to determine if residual clinical sensitivity exists, or in patients in whom the medical management does not depend upon identification of allergen specificity. | Fluorescence Enzyme Immunoassay (FEIA) | Yes | Thyme, IgE | Serum | Collection Container/Tube: Preferred:Serum gel Acceptable:Red top Submission Container/Tube:Plastic vial Specimen Volume:0.5 mL for every 5 allergens requested Collection Instructions:Centrifuge and aliquot serum into a plastic vial. | For 1 allergen: 0.3 mL For more than 1 allergen: (0.05 mL x number of allergens) + 0.25 mL dead space | Clinical manifestations of immediate hypersensitivity (allergic) diseases are caused by the release of proinflammatory mediators (histamine, leukotrienes, and prostaglandins) from IgE-sensitized effector cells (mast cells and basophils) when cell-bound IgE antibodies interact with an allergen. In vitro serum testing for IgE antibodies provides an indication of the immune response to allergens that may be associated with allergic disease. The allergens chosen for testing often depend upon the age of the patient, history of allergen exposure, season of the year, and clinical manifestations. In individuals predisposed to develop allergic disease, the sequence of sensitization and clinical manifestations proceed as follows: eczema and respiratory disease (rhinitis and bronchospasm) in infants and children less than 5 years due to food sensitivity (milk, egg, soy, and wheat proteins) followed by respiratory disease (rhinitis and asthma) in older children and adults due to sensitivity to inhalant allergens (dust mite, mold, and pollen inhalants). | Class,IgE kU/L,Interpretation, 0,<0.10,Negative, 0/1,0.10-0.34,Borderline/equivocal, 1,0.35-0.69,Equivocal, 2,0.70-3.49,Positive, 3,3.50-17.4,Positive, 4,17.5-49.9,Strongly positive, 5,50.0-99.9,Strongly positive, 6,> or =100,Strongly positive, | Detection of IgE antibodies in serum (class 1 or greater) indicates an increased likelihood of allergic disease as opposed to other etiologies and defines the allergens that may be responsible for eliciting signs and symptoms. The level of IgE antibodies in serum varies directly with the concentration of IgE antibodies expressed as a class score or kU/L. | Testing for IgE antibodies is not useful in patients previously treated with immunotherapy to determine if residual clinical sensitivity exists or in patients in whom the medical management does not depend upon identification of allergen specificity. Some individuals with clinically insignificant sensitivity to allergens may have measurable levels of IgE antibodies in serum, and test results must be interpreted in the clinical context. False-positive results for IgE antibodies may occur in patients with markedly elevated serum IgE (>2500 kU/L) due to nonspecific binding to allergen solid phases. | Homburger HA, Hamilton RG: Allergic diseases. In: McPherson RA, Pincus MR, eds. Henry's Clinical Diagnosis and Management by Laboratory Methods. 23rd ed. Elsevier; 2017:1057-1070 | Specific IgE from the patient's serum reacts with the allergen of interest, which is covalently coupled to an ImmunoCAP. After washing away nonspecific IgE, enzyme-labeled anti-IgE antibody is added to form a complex. After incubation, unbound anti-IgE is washed away, and the bound complex incubated with a developing agent. After stopping the reaction, the fluorescence of the eluate is measured. Fluorescence is proportional to the amount of specific IgE present in the patient's sample (ie, the higher the fluorescence value, the more IgE antibody is present).(Package insert: ImmunoCAP System Specific IgE FEIA. Phadia; Rev 06/2020) | Same day/1 to 3 days | 14 days | This test was developed and its performance characteristics determined by Mayo Clinic in a manner consistent with CLIA requirements. It has not been cleared or approved by the US Food and Drug Administration. | 86003 | Thyme, IgE | 7737-0 | THYM | Thyme, IgE | 7737-0
TGAB | Thyroglobulin Antibody, Serum | As an adjunct in the diagnosis of autoimmune thyroid diseases: Hashimoto disease, postpartum thyroiditis, neonatal hypothyroidism, and Graves disease | Immunoenzymatic Assay | Yes | Thyroglobulin Antibody, S | Serum Red | Patient Preparation: For 12 hours before specimen collection, do nottake multivitamins or dietary supplements containing biotin (vitamin B7), which is commonly found in hair, skin, and nail supplements and multivitamins. Container/Tube:Red top (gel tubes/SST arenot acceptable) Specimen Volume:0.6 mL Collection Instructions:Centrifuge and aliquot serum within 2 hours of collection. | 0.5 mL | Thyroglobulin autoantibodies bind thyroglobulin (Tg), a major thyroid-specific protein. Tg plays a crucial role in thyroid hormone synthesis, storage, and release. Tg is not secreted into the systemic circulation under normal circumstances. However, follicular destruction through inflammation (thyroiditis and autoimmune hypothyroidism), hemorrhage (nodular goiter), or rapid disordered growth of thyroid tissue, as may be observed in Graves disease or follicular cell-derived thyroid neoplasms, can result in leakage of Tg into the blood stream. This results in the formation of autoantibodies to Tg (anti-Tg) in some individuals. The same processes also may result in exposure of other "hidden" thyroid antigens to the immune system, resulting in the formation of autoantibodies to other thyroid antigens, in particular thyroid peroxidase (TPO) (anti-TPO). Since anti-Tg and anti-TPO autoantibodies are observed most frequently in autoimmune thyroiditis (Hashimoto disease), they were originally considered to be of possible pathogenic significance in this disorder. However, the consensus opinion today is that they are merely disease markers. It is felt that the presence of competent immune cells at the site of thyroid tissue destruction in autoimmune thyroiditis simply predisposes the patient to form autoantibodies to hidden thyroid antigens. In individuals with autoimmune hypothyroidism, 30% to 50% will have detectable anti-Tg autoantibodies, while 50% to 90% will have detectable anti-TPO autoantibodies. In Graves disease, both types of autoantibodies are observed at approximately half these rates. The presence ofanti-Tg, which occurs in 15% to 30% of thyroid cancer patients, could result in misleading Tg results. In immunometric assays, the presence of thyroid antibody can lead to false-low measurement, whereas it might lead to false-high results in competitive assays. | <4.0 IU/mL Reference values apply to all ages. | Diagnosis of Autoimmune Thyroid Disease: Measurements of antithyroperoxidase (anti-TPO) have higher sensitivity and equal specificity to antithyroglobulin (anti-Tg) measurements in the diagnosis of autoimmune thyroid disease. Anti-Tg levels should, therefore, only be measured if anti-TPO measurements are negative but clinical suspicion of autoimmune thyroid disease is high. Detection of significant titers of anti-Tg or anti-TPO autoantibodies is supportive evidence for a diagnosis of Graves disease in patients with thyrotoxicosis. However, measurement of the pathogenic antithyrotropin receptor antibodies by binding assay (THYRO / Thyrotropin Receptor Antibody, Serum) or bioassay (TSI / Thyroid-Stimulating Immunoglobulin, Serum) is the preferred method of confirming Graves disease in atypical cases and under special clinical circumstances. Positive thyroid autoantibody levels in patients with high-normal or slightly elevated serum thyrotropin levels predict the future development of more profound hypothyroidism. Patients with postpartum thyroiditis with persistently elevated thyroid autoantibody levels have an increased likelihood of permanent hypothyroidism. In cases of neonatal hypothyroidism, the detection of anti-TPO or anti-Tg in the infant suggests transplacental antibody transfer, particularly if the mother has a history of autoimmune thyroiditis or detectable thyroid autoantibodies. The neonatal hypothyroidism is likely to be transient in these cases. | Low titers of thyroid autoantibodies may be observed in the absence of autoimmune or other thyroid diseases and are considered a nonspecific finding. The population prevalence of such nonspecific low-level antithyroglobulin (antiTg) positivity is higher in female patients than in male patients and increases with age in both sexes. Patients with nodular thyroid disease who are antithyroid autoantibody positive may have coexisting Hashimoto disease, which can result in a suspicious fine-needle aspiration biopsy diagnosis of follicular or Hurthle cell neoplasia. Anti-Tg and antithyroperoxidase (anti-TPO) values determined by different methodologies might vary significantly and cannot be directly compared with one another. Some patients might show to be antibody-positive by some methods and antibody-negative by others. Comparing anti-Tg and anti-TPO values from different methods might lead to erroneous clinical interpretation. In rare cases, some individuals can develop antibodies to mouse or other animal antibodies (often referred to as human anti-mouse antibodies [HAMA] or heterophile antibodies), which may cause interference in some immunoassays. Caution should be used in interpretation of results, and the laboratory should be alerted if the result does not correlate with the clinical presentation. | 1Sapin P, d'Herbomez M, Gasser F, Meyer L, Schlienger JL: Increased sensitivity of a new assay for anti-thyroglobulin antibody detection in patients with autoimmune thyroid disease. Clin Biochem. 2003 Nov;36(8):611-616. doi: 10.1016/s0009-9120(03)00114-0 2. Saravanan P, Dayan CM: Thyroid autoantibodies. Endocrinol Metab Clin North Am. 2001 June;30(2):315-337 3. Baloch Z, Carayon P, Conte-Devolx B, et al: Laboratory Medicine Practice Guidelines. Laboratory support for the diagnosis and monitoring of thyroid disease Thyroid. 2003 Jan;13(1):3-126 4. Soh SB, Aw TC: Laboratory testing in thyroid conditions - Pitfalls and clinical utility. Ann Lab Med. 2019 Jan;39(1):3-14. doi: 10.3343/alm.2019.39.1.3 5. Spencer C, Fatemi S: Thyroglobulin antibody (TgAb) methods - Strengths, pitfalls and clinical utility for monitoring TgAb-positive patients with differentiated thyroid cancer. Best Pract Res Clin Endocrinol Metab. 2013 Oct;27(5):701-712. doi: 10.1016/j.beem.2013.07.003 6. Netzel BC, Grebe SK, Carranza Leon BG, et al: Thyroglobulin (Tg) testing revisited: Tg assays, TgAb assays, and correlation of results with clinical outcomes. J Clin Endocrinol Metab. 2015 Aug;100(8):E1074-83. doi: 10.1210/jc.2015-1967 7. Algeciras-Schimnich A: Thyroglobulin measurement in the management of patientswith differentiated thyroid cancer. Crit Rev Clin Lab Sci. 2018 May;55(3):205-218. doi: 10.1080/10408363.2018.1450830 8. Netzel BC, Grebe SK, Algeciras-Schimnich A: Usefulness of a thyroglobulin liquid chromatography-tandem mass spectrometry assay for evaluation of suspected heterophile interference. Clin Chem. 2014 Jul;60(7):1016-1018. doi: 10.1373/clinchem.2014.224816 9. Wassner AJ, Della Vecchia M, Jarolim P, Feldman HA, Huang SA: Prevalence and significance of thyroglobulin antibodies in pediatric thyroid cancer. J Clin Endocrinol Metab. 2017 Sep 1;102(9):3146-3153. doi: 10.1210/jc.2017-00286 10. Frohlich E, Wahl R: Thyroid autoimmunity: Role of anti-thyroid antibodies in thyroid and extra-thyroidal diseases.Front Immunol.2017 May 9;8:521. doi: 10.3389/fimmu.2017.00521 | The Access Thyroglobulin Antibody II assay (TgAb) is a sequential 2-step immunoenzymatic (sandwich) assay. A sample is added to a reaction vessel with paramagnetic particles coated with the thyroglobulin protein. The serum TgAb binds to the thyroglobulin. After incubation in a reaction vessel, materials bound to the solid phase are held in place by a magnetic field, while unbound materials are washed away. The thyroglobulin-alkaline phosphatase conjugate is added and binds to the TgAb. After the second incubation, materials bound to the solid phase are held in place by a magnetic field, while unbound materials are washed away. Then, the chemiluminescent substrate is added to the reaction vessel, and light generated by the reaction is measured with a luminometer.(Package insert: Access Thyroglobulin Antibody II. Beckman Coulter Inc; 04/2020) | 1 to 3 days | 14 days | This test has been cleared, approved, or is exempt by the US Food and Drug Administration and is used per manufacturer's instructions. Performance characteristics were verified by Mayo Clinic in a manner consistent with CLIA requirements. | 86800 | Thyroglobulin Antibody, S | 56536-6 | TGAB | Thyroglobulin Antibody, S | 56536-6
TGABI | Thyroglobulin Antibody, Serum | Initial testing as a part of evaluating suspected interference from heterophile antibodies causing a falsely elevatedthyroglobulinresult | Only orderable as part of profile. For more information see IETG / Interference Evaluation Heterophile, Thyroglobulin Tumor Marker, Serum. Immunoenzymatic Assay | Yes | Thyroglobulin Antibody, S | Serum Red | Only orderable as part of profile. For more information see IETG / Interference Evaluation Heterophile, Thyroglobulin Tumor Marker, Serum. Patient Preparation: For 12 hours before specimen collection do nottake multivitamins or dietary supplements containing biotin (vitamin B7), which is commonly found in hair, skin, and nail supplements and multivitamins. CollectionContainer/Tube:Red top (serum gel/SST arenotacceptable) Submission Container/Tube:Plastic vial Specimen Volume:2.5 mL Collection Instructions:Centrifuge and aliquot serum into a plastic vial. | 2 mL | Serum thyroglobulin (Tg) measurements are used in the follow-up of differentiated follicular cell-derived thyroid carcinoma. Because Tg is thyroid specific, serum Tg concentrations should be undetectable or very low after the thyroid gland is removed during treatment for thyroid cancer. Most often Tg is measured by immunometric assays, as they are widely available in automated high-throughput instruments, have shorter turnaround times, and have functional sensitivities of 0.1 mcg/L or less. However, these immunoassays may be affected by the presence of both anti-thyroglobulin antibody (TgAb) and heterophile antibody interferences. The presence of TgAb might cause falsely low/undetectableTg that can mask disease; whereas heterophile antibodies might cause falsely high Tg that can be mistaken for residual or recurrent disease. Some patients, due to exposure to animal antigens, have developed heterophile antibodies, such as human anti-mouse antibodies (HAMA), that can interfere with immunoassay testing by binding to the animal antibodies used in immunoassays. In some sandwich immunoassays, including those for Tg, the presence of heterophile antibodies in the patient's sample might lead to a false-positive result. Although rare, false-negative results due to heterophile interference have also been reported in the literature. Manufacturers often add blocking agents to their reagents, but occasionally, patient samples containing heterophile antibodies are incompletely blocked and exhibit heterophile antibody interference. Subsequent reporting of erroneous results can have adverse effects on patient management, especially with tumor marker assays. Dilution of the specimen prior to assay performance often yields unexpected nonlinear results in the presence of interfering substances, such as heterophile antibodies or TgAb. Heterophile blocking tube treatment is also utilized for troubleshooting samples that exhibit potential heterophile interference. Finally, assessment of an analyte such as Tg with an alternative assay will often lead to apparent discrepant results in the presence of heterophile antibodies or TgAb interference. Measurement of Tg byliquid chromatography tandem mass spectrometry(Tg-MS) has been introduced as a method for accurate Tg quantitation in the presence of TgAb and heterophile antibodies. Tg-MS assays are based on peptide quantitation after tryptic digestion and immunocapture of Tg-specific peptides. The advantage of trypsin digestion is that all proteins are cleaved, including both TgAb and heterophile antibodies, thus eliminating them as interferences. | Only orderable as part of profile. For more information see IETG /Interference Evaluation Heterophile, Thyroglobulin Tumor Marker, Serum. <1.8 IU/mL Reference values apply to all ages. | Anti-thyroglobulin (Tg) antibodies (Ab) may interfere with the measurement of Tg. TgAb should be measured in conjunction with every measurement of serum Tg to rule out potential interference. Anti-TgAb greater or equal to 1.8 IU/mL are likely to cause interference in the Tg immunoassay. In the Beckman Access Tg immunoassay utilized in this interference evaluation, the presence of TgAb is most likely to cause a reduction in measured Tg concentrations. Measurement of Tg by mass spectrometry is not affected by the presence of TgAb. | This heterophile antibody interference evaluation does not rule out the presence of other types interfering substances, such as biotin. There may be some samples with extremely strong heterophile interference. In such cases heterophile blocking reagents may not be able to block all the assay interference. Thyroglobulin (Tg) and anti-thyroglobulin (TgAb) values determined by different methodologies might vary significantly and cannot be directly compared with one another. Some patients might have antibody-positive results by some methods and antibody-negative results by others. Comparing values from different methods might lead to erroneous clinical interpretation. | 1. Barbesino G, Algeciras-Schimnich A, Bornhorst JA: False positives in thyroglobulin determinations due to the presence of heterophile antibodies: an underrecognized and consequential clinical problem. Endocr Pract. 2021 May;27(5):396-400. doi: 10.1016/j.eprac.2020.10.011 2. American Thyroid Association (ATA) Guidelines Taskforce on Thyroid Nodules and Differentiated Thyroid Cancer, Cooper DS, Doherty GM, et al: Revised American Thyroid Association management guidelines for patients with thyroid nodules and differentiated thyroid cancer. Thyroid. 2009 Nov;19(11):1167-1214 3. Netzel BC, Grebe SKG, Algeciras-Schimnich A: Usefulness of a thyroglobulin liquid chromatography-tandem mass spectrometry assay for evaluation of suspected heterophile interference. Clin Chem. 2014 Jul;60(7):1016-1018 4. Algeciras-Schimnich A: Thyroglobulin measurement in the management of patients with differentiated thyroid cancer. Crit Rev Clin Lab Sci. 2018 May;55(3):205-218 5. Ward G, Simpson A, Boscato L, Hickman PE: The investigation of interferences in immunoassay. Clin Biochem. 2017 Dec;50(18):1306-1311 | The Access Thyroglobulin Antibody II assay (TgAb) is a sequential 2-step immunoenzymatic ("sandwich") assay. The sample is added to a reaction vessel with paramagnetic particles coated with thyroglobulin protein. The serum TgAb binds to the thyroglobulin. After incubation in a reaction vessel, materials bound to the solid phase are held in place by a magnetic field, while unbound materials are washed away. The thyroglobulin-alkaline phosphatase conjugate is added and binds to the TgAb. After the second incubation, materials bound to the solid phase are held in place by a magnetic field, while unbound materials are washed away. Then, the chemiluminescent substrate is added to the reaction vessel, and light generated by the reaction is measured with a luminometer. The light production is directly proportional to the concentration of thyroglobulin antibody in the sample. The amount of analyte in the sample is calculated by means of a stored, multi-point calibration curve.(Package insert: Access Thyroglobulin Antibody II. Beckman Coulter Inc; 04/2020) | 3 to 5 days | 12 months | This test has been cleared, approved, or is exempt by the US Food and Drug Administration and is used per manufacturer's instructions. Performance characteristics were verified by Mayo Clinic in a manner consistent with CLIA requirements. | 86800 | Thyroglobulin Antibody, S | 56536-6 | TGABI | Thyroglobulin Antibody, S | 56536-6
THYR | Thyroglobulin Immunostain, Technical Component Only | Classification of thyroid carcinoma | Immunohistochemistry (IHC) | Yes | Thyroglobulin IHC, Tech Only | For the initial technical component only immunohistochemical (IHC) stain performed, the appropriate bill-only test ID will be reflexed and charged (IHTOI). For each additional technical component only IHC stain performed, an additional bill-only test ID will be reflexed and charged (IHTOA). | Supplies:Immunostain Technical Only Envelope (T693) Specimen Type:Tissue Container/Tube:Immunostains Technical Only Envelope Preferred:2 Unstained positively charged glass slide (25- x 75- x 1-mm) per test ordered; sections 4-microns thick. Acceptable:Formalin-fixed, paraffin-embedded tissue block |  | Thyroglobulin is a glycoprotein product of thyroid epithelial cells, which is then complexed with iodine before being secreted as thyroid hormone in the blood. In normal thyroid, thyroglobulin staining is seen at the apical surface of thyrocytes and within the colloid in the center of thyroid follicles. The thyroglobulin antibody is useful in classifying poorly differentiated or metastatic thyroid carcinomas. |  | This test does not include pathologist interpretation, only technical performance of the stain. If interpretation is required, order PATHC / Pathology Consultation for a full diagnostic evaluation or second opinion of the case. The positive and negative controls are verified as showing appropriate immunoreactivity. If a control tissue is not included on the slide, a scanned image of the relevant quality control tissue is available upon request; call 855-516-8404. Interpretation of this test should be performed in the context of the patient's clinical history and other diagnostic tests by a qualified pathologist. | Age of a cut paraffin section can affect immunoreactivity. Stability thresholds vary widely among published literature and are antigen dependent. Best practice is for paraffin sections to be cut within 6 weeks. | 1. Albores-Saavedra J, Nadji M, Civantos F, Morales AR. Thyroglobulin in carcinoma of the thyroid: an immunohistochemical study. Hum Pathol. 1983;14(1):62-66 2. Bejarano PA, Nikiforov YE, Swenson ES, Biddinger PW. Thyroid transcription factor-1, thyroglobulin, cytokeratin 7, and cytokeratin 20 in thyroid neoplasm. Appl Immunohistochem Mol Morphol. 2000;8(3):189-194 3. Rosai J. Immunohistochemical markers of thyroid tumors: significance and diagnostic applications. Tumor. 2003;89(5):517-519 4. Magaki S, Hojat SA, Wei B, So A, Yong WH. An introduction to the performance of immunohistochemistry. Methods Mol Biol. 2019;1897:289-298. doi:10.1007/978-1-4939-8935-5_25 | Immunohistochemistry on sections of paraffin-embedded tissue.(Unpublished Mayo method) | 1 to 3 days | Until staining is complete. | This test has been cleared, approved, or is exempt by the US Food and Drug Administration and is used per manufacturer's instructions. Performance characteristics were verified by Mayo Clinic in a manner consistent with CLIA requirements. | 88342-TC, Primary88341-TC, If additional IHC | Thyroglobulin IHC, Tech Only | Order only;no result | 70877 | Thyroglobulin IHC, Tech Only | Bill only; no result
TGMS | Thyroglobulin Mass Spectrometry, Serum | Accurate measurement of serumthyroglobulin (Tg) in patients with known or suspectedantithyroglobulin autoantibodies (TgAb) orheterophile antibodies (HAb) Reflex testing of samples with previously unknown TgAb status that prove TgAb positive during immunoassay testing Assisting in the differential diagnosis of early phase silent thyroiditis versus Graves' disease in patients without thyroid cancer (the mass spectrometry-based method would only be required if these patients have TgAb or HAb) | Tryptic Protein Fragmentation, purified with Immunocapture, Analysis by Liquid Chromatography Tandem Mass Spectrometry (LC-MS/MS) (This service is performed pursuant to an agreement with SISCAPA Assay Technologies Inc. covering US Patent 7,632,686) | Yes | Thyroglobulin, Mass Spec., S | Serum Red | Collection Container/Tube:Red top (gel tubes/SST arenotacceptable) Submission Container/Tube: Plastic vial Specimen Volume:1.25 mL Collection Instructions:Centrifuge and aliquot serum intoa plastic vial. | 0.75 mL | Thyroglobulin (Tg) is a highly thyroid-specific large homodimeric glycoprotein (approximately 660 kDa). It contains 8% to 10% of carbohydrates and iodine. Thyroxine (T4) and triiodothyronine (T3) are synthesized on Tg within the lumen of thyroid follicles. For T4 and T3 release, Tg is reabsorbed into thyrocytes and proteolytically degraded, liberating T4 and T3 for secretion. Small amounts of intact Tg are secreted alongside T4 and T3 and are detectable in the serum of healthy individuals, with levels roughly paralleling thyroid size (0.5-1.0 ng/mL Tg per gram thyroid tissue, depending on thyrotropin [TSH] level). In situations of disordered thyroid growth (eg, goiter), increased thyroid activity (eg, Graves disease), or glandular destruction (eg, thyroiditis), larger amounts of Tg may be released into the circulation. Clinically, the main use of serum Tg measurements is in the follow-up of differentiated follicular cell-derived thyroid carcinoma. Because Tg is highly organ-specific, serum Tg concentrations should be undetectable, or very low, after the thyroid gland is removed during primary treatment for thyroid cancer. Current clinical guidelines consider a serum Tg of more than 1 ng/mL in an athyrotic individual as suspicious of possible residual or recurrent disease. To improve diagnostic accuracy, it is recommended this measurement be initially obtained after TSH stimulation, either following thyroid hormone withdrawal, or after injection of recombinant human TSH. Most patients will have a relatively low risk of recurrence and thereafter, will only require unstimulated Tg measurement. If unstimulated (on thyroxine) serum Tg measurements are less than 0.1 to 0.2 ng/mL, the risk of disease is below 1%. Patients with higher Tg levels, who have no demonstrable remnant of thyroid tissue, might require additional testing, such as additional stimulated Tg measurements, neck ultrasound, or isotope imaging. A stimulated Tg above 2 ng/mL is considered suspicious. There are 3 situations, when serum Tg measurement may be misleading: 1. Remnant thyroid tissue (see above, 0.5-1 ng/mL Tg per gram) 2. Antithyroglobulin autoantibodies (TgAb), which occur in 15% to 30% of thyroid cancer patients, can lead to false-low measurement in immunometric assays (most commonly used); in competitive assays they may cause false-high results. 3. Heterophile antibodies (HAb) are antibodies that are capable of interacting with the antibodies used in immunoassays, usually resulting in false-high measurements. Depending on the assay and the patient population, this can lead to erroneously high results in 0.1% to 3.0% of patients. Traditionally, there have been no reliable means to obtain accurate Tg measurements in patients with TgAb or HAb. However, recently, trypsin digestion of serum proteins, which cuts both antibodies and Tg into predictable fragments, has allowed accurate quantification of Tg in samples with antibody interferences through measurement of Tg-specific tryptic peptides by mass spectrometry. | Healthy individuals with intact, functioning thyroid: < or =33 ng/mL The reference ranges listed below, however, are for thyroid cancer follow up of athyrotic patients and apply to unstimulated and stimulated thyroglobulin (Tg) measurements. Ranges are based on best practice guidelines and the literature, which includes Mayo Clinic studies, and represent clinical decision levels. Decision levels for thyroid cancer patients, who are not completely athyrotic (ie, patient has some remnant normal thyroid tissue), have not been established, but are likely to be somewhat higher: remnant normal thyroid tissue contributes to serum Tg concentrations 0.2-1.0 ng/mL per gram of remnant tissue, depending on the thyroid-stimulating hormone (TSH) level. Tg <0.2 ng/mL: Tg levels must be interpreted in the context of TSH levels, serial Tg measurements, and radioiodine ablation status. Undetectable Tg levels in athyrotic individuals on suppression therapy indicate a minimal risk (<1%-2%) of clinically detectable recurrent papillary/follicular thyroid cancer. Tg > or =0.2 ng/mL to 2.0 ng/mL: Tg levels must be interpreted in the context of TSH levels, serial Tg measurements, and radioiodine ablation status. Tg levels of 0.2-2.0 ng/mL in athyrotic individuals on suppressive therapy indicate a low risk of clinically detectable recurrent papillary/follicular thyroid cancer. Tg 2.1 ng/mL to 9.9 ng/mL: Tg levels must be interpreted in the context of TSH levels, serial Tg measurements and radioiodine ablation status. Tg levels of 2.1-9.9 ng/mL in athyrotic individuals on suppression therapy indicate an increased risk of clinically detectable recurrent papillary/follicular thyroid cancer. Tg > or =10 ng/mL: Tg levels must be interpreted in the context of TSH levels, serial Tg measurements and radioiodine ablation status. Tg levels of 10 ng/mL or above in athyrotic individuals on suppressive therapy indicate a significant (>25%) risk of clinically detectable recurrent papillary/follicular thyroid cancer. | Current guidelines recommend measurement of thyroglobulin (Tg) with a sensitive immunoassay limit of quantification below 1 ng/mL; for measurements of unstimulated Tg, the detection limit should be in the 0.1 to 0.2 ng/mL range. In all cases, serum antithyroglobulin autoantibodies (TgAb) should also be measured, preferably with a method that allows detection of low concentrations of TgAb (< or =20 kIU/L). If TgAb are detected, the laboratory report should alert the ordering provider to the possibility of false-low Tg results. If the apparent Tg concentration is below 1 ng/mL, the sample should be remeasured by mass spectrometry. This will allow confident detection of Tg in the presence of TgAb down to 0.2 ng/mL (risk of residual/recurrent disease <1-3%). Samples from patients with Tg concentrations above 1 ng/mL (or 2 ng/mL; there is some discussion in the literature) might not require Tg measurement by mass spectrometry, because current guidelines suggest further work-up may be necessary above this threshold. However, the positive predictive value for residual/recurrent disease is modest at best when Tg is just above this threshold (3%-25%, rising in parallel with Tg concentrations up to 10 ng/mL) in athyrotic patients. Above 10 ng/mL, the risk of residual/recurrent disease is at least 25%, with many studies showing 60% to >90% risks. In selected patients, it might also be useful to test TgAb positive samples by mass spectrometry, even if the Tg concentration is above 1.0 ng/mL but has not yet passed the 10 ng/mL threshold. These considerations are even more relevant in patients with a known thyroid remnant of a few grams, who may always have serum Tg concentrations between 1.0 and 10 ng/mL, owing to remnant Tg secretion, regardless of the presence or absence of residual/recurrent cancer. There are no routine tests that can detect heterophile antibodies in patient samples. An unexpected high result is usually the tip-off in this case and should prompt remeasurement by mass spectrometry, which will provide a reliable result. It has been determined that the presence of TgAb in serum can lead to underestimation of Tg concentration by immunoassay methods. When antibodies are present in samples with detectable Tg, the Tg values may be underestimated by up to 60% in immunoassays. In addition, 20% of specimens containing antibodies that are negative for Tg by immunoassay tested positive by liquid chromatography tandem mass spectrometry (LC-MS/MS); no results over 3 ng/mL by LC-MS/MS were observed. In rare cases, when Tg is measured in patients with an intact thyroid gland who do not have thyroid cancer, substantial elevations will primarily be observed in very large goiters, highly active Graves disease, and, most pronounced, in the early phase of acute thyroiditis when follicular destruction releases massive amounts of stored Tg into the circulation. Levels are often well above 100 ng/mL. | The test is most sensitive for detection of thyroid cancerrecurrence when patients are off thyroid replacementlong enough to have an elevated thyrotropin (TSH) prior to collecting thespecimen. This test can also be used to follow patients withnormal TSH; however, thyroglobulin (Tg) values from specimens with highTSH should not be compared with values with normal TSH,because TSH stimulation may change the baseline determinations, if any residual benign thyroid tissue is still present. Rare normal amino acid sequence variations within Tg can cause a false-low result in the Tg mass spectrometry assay, if they happen to be present in the Tg proteotypic peptides that are used for Tg quantification. While the exact prevalence of such changes is unknown, validation data on large sample numbers indicate that this affects less than 1% of samples. In the heterozygote state, the result would be an apparent reduction in Tg concentration by about 50%, while the homozygous state (<0.01%) is predicted to result in total loss of signal. Therefore, if the results of the mass spectrometry measurement are much lower than those obtained previously (within 3-6 months) with an immunometric immunoassay, this possibility should be considered. In this event, the recommend is to alert the lab as soon as possible, and they will attempt to resolve the discrepancy. | 1. Grebe SKG: Diagnosis and management of thyroid carcinoma: a focus on serum thyroglobulin. Exp Rev Endocrinol Metab. 2009;4(1):25-43 2. Cooper DS, Doherty GM, Haugen BR, et al: Revised American Thyroid Association management guidelines for patients with thyroid nodules and differentiated thyroid cancer. Thyroid. 2009 Nov;19(11):1167-1214 3. Pacini F, Castagna MG, Brilli L, Pehteroudakis G, ESMO Guidelines Working Group: Thyroid cancer: ESMO Clinical Practice Guidelines for diagnosis, treatment and follow-up. Ann Oncol. 2010 May;21(Suppl 5:v214-v219 4. National Comprehensive Cancer Network (NCCN) guidelines for treatment of cancer by site: version 2.2022: Thyroid Carcinoma. Accessed March 20, 2023. Available atwww.nccn.org/professionals/physician_gls/default.aspx#site 5. Tuttle RM: Differentiated thyroid cancer: Role of serum thyroglobulin. In: Cooper DS, Ross DS, Mulder JE, eds UpToDate. Updated July 15, 2021. Accessed March 20, 2023. Available at www.uptodate.com/contents/differentiated-thyroid-cancer-role-of-serum-thyroglobulin 6. Haugen BR, Alexander EK, Bible KC, et al: 2015 American Thyroid Association Management Guidelines for Adult Patients with Thyroid Nodules and Differentiated Thyroid Cancer: The American Thyroid Association Guidelines Task Force on Thyroid Nodules and Differentiated Thyroid Cancer. Thyroid. 2016 Jan;26(1):1-133. doi: 10.1089/thy.2015.0020 | Serum is fractionated by a salting out method. Fractionated serum is then reduced, alkylated, and digested with trypsin. Tryptic fragments are further purified by immunocapture with antibodies specific to the individual fragments. Finally, these fragments are analyzed by liquid chromatography tandem mass spectrometry (LC-MS/MS).(Unpublished Mayo method) | 3 to 6 days | 14 months | This test was developed and its performance characteristics determined by Mayo Clinic in a manner consistent with CLIA requirements. It has not been cleared or approved by the US Food and Drug Administration. | 84432 | Thyroglobulin, Mass Spec., S | 3013-0 | 35998 | Interpretation | 59462-2
TGII | Thyroglobulin, Interference Interpretation | Interpretation for the evaluation of suspected interference from heterophile antibodies causing a falsely elevatedthyroglobulinresult | Only orderable as part of profile. For more information see IETG / Interference Evaluation Heterophile, Thyroglobulin Tumor Marker, Serum. Medical Interpretation | Yes | TG, Interference Interpretation | Serum Red |  |  | Serum thyroglobulin (Tg) measurements are used in the follow-up of differentiated follicular cell-derived thyroid carcinoma. Because Tg is thyroid-specific, serum Tg concentrations should be undetectable, or very low, after the thyroid gland is removed during treatment for thyroid cancer. Most often Tg is measured by immunometric assays as they are widely available in automated high-throughput instruments, have shorter turnaround times, and have functional sensitivities of 0.1 mcg/L or less. However, these immunoassays may be affected by the presence of both anti-thyroglobulin antibody (TgAb) and heterophile antibody interferences. The presence of TgAb might cause falsely low/undetectable Tg that can mask disease; whereas heterophile antibodies might cause falsely high Tg that can be mistaken for residual or recurrent disease. Some patients, due to exposure to animal antigens, have developed heterophile antibodies, such as human anti-mouse antibodies (HAMA), that can interfere with immunoassay testing by binding to the animal antibodies used in immunoassays. In some sandwich immunoassays, including those for Tg, the presence of heterophile antibodies in the patient’s sample might lead to a false-positive result. Although rare, false-negative assay results due to heterophile interference have also been reported in the literature. Manufacturers often add blocking agents to their reagents, but, occasionally, patient samples containing heterophile antibodies are incompletely blocked and exhibit heterophile antibody interference. Subsequent reporting of erroneous results can have adverse effects on patient management, especially with tumor marker assays. Dilution of the specimen prior to assay performance often yields unexpected nonlinear results in the presence of interfering substances such as heterophile antibodies and/or TgAb. Heterophile blocking tube (HBT) treatment is also utilized for troubleshooting samples that exhibit potential heterophile interference. Finally, assessment of an analyte such as Tg with an alternative assay will often lead to apparent discrepant results in the presence of heterophile antibodies and/or TgAb interference. Measurement of Tg by liquid chromatography-tandem mass spectrometry (Tg-MS) has been introduced as a method for accurate Tg quantitation in the presence of TgAb and heterophile antibodies. Tg-MS assays are based on peptide quantitation after tryptic digestion and immunocapture of Tg-specific peptides. The advantage of trypsin digestion is that all proteins are cleaved, including both TgAb and heterophile antibodies, thus eliminating them as interferences. | Only orderable as part of profile. For more information see IETG /Interference Evaluation Heterophile, Thyroglobulin Tumor Marker, Serum. An interpretive report will be provided. | Specimens are evaluated for the presence of potential interfering anti-thyroglobulin (TgAb) and heterophile antibody interference in the Beckman Access thyroglobulin (Tg) immunoassay. While the presence of TgAb can result in falsely low Tg concentrations in the Beckman immunoassay, the presence of heterophile antibodies can result in falsely elevated Tg concentrations in the Beckman immunoassay.Following investigation of the presence of TgAb, heterophile antibody evaluation consists of pretreatment with commercial heterophile antibody blocking reagents, serial dilutions of the sample, and testing on an alternate platform generally unaffected by the presence of heterophile antibodies or TgAb (ie, Tg liquid chromatography-tandem mass spectrometry [Tg-MS]). The presence of heterophile antibody interference in the Beckman Access Tg immunoassay is not suspected when the results from the pretreatment, serial dilutions, and the alternative platform (Tg-MS) agree with the original result. The presence of heterophile antibody interference in the Beckman Access Tg immunoassay is suspected when 1 or more of the following are observed: a significant decrease in Tg concentration (>20%) upon treatment of the sample with heterophile antibody blocking reagents, lack of linearity upon serial dilutions, or a significant difference in Tg concentration on the alternate platform (Tg-MS). When a heterophile antibody interference affecting the Beckman Access immunoassay is suspected, the Tg result from this assay is considered false-positive and should not be used in clinical management. | This heterophile antibody interference evaluation does not rule out the presence of other types interfering substances such as biotin. There may be some samples with extremely strong heterophile interference. In such cases heterophile blocking reagents may not be able to block all the assay interference. Specimens with thyroglobulin (Tg) concentrations greater than 250,000 ng/mL may "hook" and appear to have markedly lower levels. Tg and anti-thyroglobulin (TgAb) values determined by different methodologies might vary significantly and cannot be directly compared with one another. Some patients might have antibody-positive results by some methods and antibody-negative results by others. Comparing values from different methods might lead to erroneous clinical interpretation. Rare normal amino acid sequence variations within Tg can cause a false-low result in the Tg mass spectrometry assay, if they happen to be present in the Tg proteotypic peptides that are used for Tg quantification. While the exact prevalence of such changes is unknown, validation data on large sample numbers indicate that this affects less than 1% of samples. In the heterozygote state, the result would be an apparent reduction in Tg concentration by about 50%, while the homozygous state (<0.01%) is predicted to result in total loss of signal. | 1. Barbesino G, Algeciras-Schimnich A, Bornhorst JA: False positives in thyroglobulin determinations due to the presence of heterophile antibodies: an underrecognized and consequential clinical problem. Endocr Pract. 2021 May;27(5):396-400. doi: 10.1016/j.eprac.2020.10.011 2. American Thyroid Association (ATA) Guidelines Taskforce on Thyroid Nodules and Differentiated Thyroid Cancer, Cooper DS, Doherty GM, et al: Revised American Thyroid Association management guidelines for patients with thyroid nodules and differentiated thyroid cancer. Thyroid. 2009 Nov;19(11):1167-1214 3. Netzel BC, Grebe SKG, Algeciras-Schimnich A: Usefulness of a thyroglobulin liquid chromatography-tandem mass spectrometry assay for evaluation of suspected heterophile interference. Clin Chem. 2014 Jul;60(7):1016-1018 4. Algeciras-Schimnich A: Thyroglobulin measurement in the management of patients with differentiated thyroid cancer. Crit Rev Clin Lab Sci. 2018 May;55(3):205-218 5. Ward G, Simpson A, Boscato L, Hickman PE: The investigation of interferences in immunoassay. Clin Biochem. 2017 Dec;50(18):1306-1311 | A laboratory director will review the results and provide an interpretation. | 3 to 5 days |  | Not Applicable |  | TG, Interference Interpretation | 101626-0 | TGIN | TG, Interpretation | 101628-6
HTGR | Thyroglobulin, Tumor Marker Reflex, Serum | Reporting of accurate thyroglobulin results, depending on the antithyroglobulin antibodies status of the patient Accurate measurement of serum thyroglobulin in patients with known or suspected antithyroglobulin autoantibodies or possible heterophile antibodies | Immunoenzymatic Assay | Yes | Thyroglobulin Reflex to MS or IA | This test begins with the analysis of thyroglobulin antibody by immunoassay. If the thyroglobulin antibody result is negative (<1.8 IU/mL), then thyroglobulin testing will be performed by immunoassay. | Patient Preparation: For 12 hours before specimen collection do nottake multivitamins or dietary supplements containing biotin (vitamin B7), which is commonly found in hair, skin, and nail supplements and multivitamins. Collection Container/Tube:Red top (serum gel/SST arenotacceptable) Submission Container/Tube:Plastic vial Specimen Volume:2 mL Collection Instructions: Centrifuge and aliquot serum into a plastic vial. | 1.25 mL | Thyroglobulin (Tg) is a thyroid-specific glycoprotein (approximately 660 kDa) that serves as the source for thyroxine (T4) and triiodothyronine (T3) production within the lumen of thyroid follicles. For T4 and T3 release, Tg is reabsorbed into thyrocytes and proteolytically degraded, liberating T4 and T3 for secretion. Small amounts of intact Tg are secreted alongside T4 and T3 and are detectable in the serum of healthy individuals, with levels roughly paralleling thyroid size (0.5-1.0 ng/mL Tg per gram thyroid tissue, depending on thyrotropin [TSH] level). In situations of disordered thyroid growth (eg, goiter), increased thyroid activity (eg, Graves disease), or glandular destruction (eg, thyroiditis) larger amounts of Tg may be released into the circulation. Clinically, the main use of serum Tg measurements is in the follow-up of differentiated follicular cell-derived thyroid carcinoma. Because Tg is thyroid-specific, serum Tg concentrations should be undetectable, or very low, after the thyroid gland is removed during treatment for thyroid cancer. Current clinical guidelines consider a serum Tg of more than 1 ng/mL in an athyrotic individual as suspicious of possible residual or recurrent disease. To improve diagnostic accuracy, it is recommended this measurement be initially obtained after TSH stimulation, either following thyroid hormone withdrawal or after injection of recombinant human TSH. Most patients will have a relatively low risk of recurrence and thereafter, will only require unstimulated Tg measurement. If unstimulated (on thyroxine) serum Tg measurements are less than 0.1 to 0.2 ng/mL, the risk of disease is below 1%. Patients with higher Tg levels, who have no demonstrable remnant of thyroid tissue, might require additional testing, such as additional stimulated Tg measurements, neck ultrasound, or isotope imaging. A stimulated Tg above 2 ng/mL is considered suspicious. The presence of anti-thyroglobulin autoantibodies (TgAb), which occur in 15% to 30% of thyroid cancer patients, could lead to misleading Tg results. In immunometric assays, the presence of TgAb can lead to false-low measurement, whereas, it might lead to false-high results in competitive assays. Traditionally, there have been no reliable means to obtain accurate Tg measurements in patients with TgAb. However, recently, trypsin digestion of serum proteins, which cuts both antibodies and Tg into predictable fragments, has allowed accurate quantification of Tg in samples with antibody interferences through measurement of Tg-specific tryptic peptides by mass spectrometry. | Thyroglobulin Antibody: <1.8 IU/mL THYROGLOBULIN< TUMOR MARKER Athyrotic: <0.1 ng/mL Intact thyroid: < or =33 ng/mL | Current guidelines recommend measurement of thyroglobulin (Tg) using a sensitive immunoassay (limit of quantification less than 1 ng/mL); for measurements of unstimulated Tg, the detection limit should be in the 0.1 to 0.2 ng/mL range. In all cases, serum anti-thyroglobulin autoantibodies (TgAb) should also be measured, preferably with a method that allows detection of low concentrations of TgAb. If TgAb are detected, the laboratory report should alert the ordering provider to the possibility of false-low Tg results. If the apparent Tg concentration is below 1.0 ng/mL, the sample should be remeasured by liquid chromatography tandem mass spectrometry (LC-MS/MS). This will allow confident detection of Tg in the presence of TgAb down to 0.2 ng/mL (risk of residual/recurrent disease <1%-3%). Samples from patients with Tg concentrations above 1.0 ng/mL might not require Tg measurement by mass spectrometry because current guidelines suggest further work-up may be necessary above this threshold. However, the positive predictive value for residual/recurrent disease is modest when Tg is just above this threshold (3%-25%) in athyrotic patients. Above 10 ng/mL, the risk of residual/recurrent disease is at least 25%, with many studies showing 60% to above 90% risks. In selected patients, it might also be useful to test TgAb positive samples by mass spectrometry, even if the Tg concentration is above 1.0 ng/mL but has not yet passed the 10 ng/mL threshold. These considerations are even more relevant in patients with a known thyroid remnant of a few grams, who may always have serum Tg concentrations of 1.0 to 10 ng/mL, owing to remnant Tg secretion, regardless of the presence or absence of residual/recurrent cancer. It has been determined that the presence of anti-thyroglobulin autoantibodies (TgAb) in serum can lead to underestimation of Tg concentration by immunometric methods. When TgAb are present in samples with detectable Tg, the Tg values may be underestimated by up to 60% in immunoassays. In addition, some specimens containing TgAb, which are negative for Tg by immunoassay, tested positive by LC-MS/MS. Therefore, measuring of Tg by LC-MS/MS is the preferred method in TgAb positive patients. The listed decision levels are for thyroid cancer follow-up of athyrotic patients and apply to unstimulated and stimulated thyroglobulin measurements. Decision levels are based on best practice guidelines and the literature, which includes Mayo Clinic studies. Decision levels have not been established but are likely to be somewhat higher for thyroid cancer patients who are not completely athyrotic (ie, patient has some remnant normal thyroid tissue); remnant normal thyroid tissue contributes to serum Tg concentrations 0.2 to 1.0 ng/mL per gram of remnant tissue, depending on the thyrotropin (TSH) level. Thyroglobulin by Mass Spectrometry: Tg <0.2 ng/mL: Tg levels must be interpreted in the context of TSH levels, serial Tg measurements, and radioiodine ablation status. Undetectable Tg levels in athyrotic individuals on suppression therapy indicate a minimal risk (<1%-2%) of clinically detectable recurrent papillary/follicular thyroid cancer. Tg > or =0.2 ng/mL to 2.0 ng/mL: Tg levels must be interpreted in the context of TSH levels, serial Tg measurements, and radioiodine ablation status. Tg levels of 0.2-2.0 ng/mL in athyrotic individuals on suppressive therapy indicate a low risk of clinically detectable recurrent papillary/follicular thyroid cancer. Tg 2.1 ng/mL to 9.9 ng/mL: Tg levels must be interpreted in the context of TSH levels, serial Tg measurements, and radioiodine ablation status. Tg levels of 2.1-9.9 ng/mL in athyrotic individuals on suppression therapy indicate an increased risk of clinically detectable recurrent papillary/follicular thyroid cancer. Tg > or =10 ng/mL: Tg levels must be interpreted in the context of TSH levels, serial Tg measurements, and radioiodine ablation status. Tg levels of 10 ng/mL or above in athyrotic individuals on suppressive therapy indicate a significant (>25%) risk of clinically detectable recurrent papillary/follicular thyroid cancer. Thyroglobulin by Immunoassay: Tg <0.1 ng/mL: Tg levels must be interpreted in the context of TSH levels, serial Tg measurements, and radioiodine ablation status. Tg levels below 0.1 ng/mL in athyrotic individuals on suppressive therapy indicate a minimal risk (<1%-2%) of clinically detectable recurrent papillary/follicular thyroid cancer. Tg > or =0.1 to 2.0 ng/mL: Tg levels must be interpreted in the context of TSH levels, serial Tg measurements, and radioiodine ablation status. Tg levels 0.1 to 2.0 ng/mL in athyrotic individuals on suppressive therapy indicate a low risk of clinically detectable recurrent papillary/follicular thyroid cancer. Tg 2.1 ng/mL to 9.9 ng/mL: Tg levels must be interpreted in the context of TSH levels, serial Tg measurements, and radioiodine ablation status. Tg levels 2.1 to 9.9 ng/mL in athyrotic individuals on suppressive therapy indicate an increased risk of clinically detectable recurrent papillary/follicular thyroid cancer. Tg > or =10 ng/mL: Tg levels must be interpreted in the context of TSH levels, serial Tg measurements, and radioiodine ablation status. Tg levels 10 ng/mL or above in athyrotic individuals on suppressive therapy indicate a significant risk (>25%) of clinically detectable recurrent papillary/follicular thyroid cancer. | Thyroglobulin by Mass Spectrometry: Rare normal amino acid sequence variations within thyroglobulin (Tg) can cause a false-low result in the Tg mass spectrometry assay if they happen to be present in the Tg proteotypic peptides that are used for Tg quantification. While the exact prevalence of such changes is unknown, the validation data on large sample numbers indicate that this affects less than 1% of samples. In the heterozygote state, the result would be an apparent reduction in Tg concentration by about 50%, while the homozygous state (<0.01%) is predicted to result in total loss of signal. Therefore, if the results of the mass spectrometry measurement are much lower than those obtained previously (within 3-6 months) with an immunometric immunoassay, this possibility should be considered. In this event, alert Mayo Clinic Laboratories as soon as possible, and an attempt will be made to resolve the discrepancy. Thyroglobulin by Immunoassay: The test is most sensitive for detection of thyroid cancer recurrence when patients are off thyroid replacement long enough to have an elevated thyrotropin (TSH) prior to collecting the specimen. This test can also be used to follow patients with normal TSH; however, Tg values from specimens with high TSH should not be compared with values with normal TSH, because TSH stimulation changes the baseline determinations. Thyroglobulin autoantibodies (TgAb) may interfere with the measurement of Tg. All specimens are prescreened for TgAb, and a comment appended to the report if they are present. Undetectable levels of Tg should be interpreted with caution if TgAb are present. A Tg antibody result of less than 1.8 IU/mL is unlikely to cause clinically significant Tg assay interference. It is recommended that the Tg result be reviewed for concordance with clinical presentation. Specimens with Tg concentrations greater than 250,000 ng/mL may "hook" and appear to have markedly lower levels. Tg and TgAb values determined by different methodologies might vary significantly and cannot be directly compared with one another. Some patients might be antibody-positive by some methods and antibody-negative by others. Comparing values from different methods might lead to erroneous clinical interpretation. In rare cases, some individuals can develop antibodies to mouse or other animal antibodies (often referred to as human anti-mouse antibodies [HAMA] or heterophile antibodies), which may cause interference in some immunoassays. Caution should be used in interpretation of results, and the laboratory should be alerted if the result does not correlate with the clinical presentation. | 1. Grebe SKG: Diagnosis and management of thyroid carcinoma: A focus on serum thyroglobulin. Expert Rev Endocrinol Metab. 2009;4(1):25-43. doi: 10.1586/17446651.4.1.25 2. American Thyroid Association (ATA) Guidelines Taskforce on Thyroid Nodules and Differentiated Thyroid Cancer; Cooper DS, Doherty GM, Haugen BR, et al: Revised American Thyroid Association management guidelines for patients with thyroid nodules and differentiated thyroid cancer. Thyroid. 2009 Nov;19(11):1167-1214. doi: 10.1089/thy.2009.0110 3. Pacini F, Catagana MG, Brilli L, Pentheroudakis G, on behalf of the ESMO Guidelines Working Group: Thyroid cancer: ESMO Clinical Practice Guidelines for diagnosis, treatment and follow-up. Ann Oncol. 2010 May;21 Suppl 5:v214-9. doi: 10.1093/annonc/mdq190 4. National Comprehensive Cancer Network (NCCN) guidelines for treatment of cancer by site: version 2.2022: Thyroid Carcinoma. Accessed June 7, 2022. Available at www.nccn.org/professionals/physician_gls/default.aspx#site 5. Tuttle RM: Differentiated thyroid cancer: Role of serum thyroglobulin. In: Cooper DS, Ross DS, Mulder JE, eds UpToDate. Updated July 15, 2021. Accessed June 7, 2022. Available at: www.uptodate.com/contents/differentiated-thyroid-cancer-role-of-serum-thyroglobulin | The Access Thyroglobulin Antibody II assay (TgAb) is a sequential 2-step immunoenzymatic (sandwich) assay, performed on a Beckman Coulter Unicel DxI 800 system. A sample is added to a reaction vessel with paramagnetic particles coated with the thyroglobulin protein. The serum TgAb binds to the thyroglobulin. After incubation in a reaction vessel, materials bound to the solid phase are held in place by a magnetic field, while unbound materials are washed away. The thyroglobulin-alkaline phosphatase conjugate is added and binds to the TgAb. After the second incubation, materials bound to the solid phase are held in place by a magnetic field, while unbound materials are washed away. Then, the chemiluminescent substrate, Lumi-Phos 530 is added to the reaction vessel, and light generated by the reaction is measured with a luminometer. The light production is directly proportional to the concentration of thyroglobulin antibody in the sample.(Package insert: Access Thyroglobulin Antibody II. Beckman Coulter Inc; 04/2020) Thyroglobulin by immunoassay is performed using a Beckman Coulter Unicel DxI 800 system. The Access Thyroglobulin (Tg) assay is a simultaneous 1-step immunoenzymatic (sandwich) assay. A sample is added to a reaction vessel, along with a biotinylated mixture of 4 monoclonal anti-Tg antibodies, streptavidin-coated paramagnetic particles, and monoclonal anti-Tg antibody alkaline phosphatase conjugate. The biotinylated antibodies and the serum Tg bind to the solid phase, while the conjugate antibody reacts with a different antigenic site on the Tg molecule. After incubation in a reaction vessel, materials bound to the solid phase are held in a magnetic field while unbound materials are washed away. Then, the chemiluminescent substrate Lumi-Phos 530 is added to the vessel, and light generated by the reaction is measured with a luminometer. The light production is directly proportional to the concentration of Tg in the sample.(Package insert: Access Thyroglobulin. Beckman Coulter Inc.; 06/2021) Thyroglobulin by mass spectrometry is performed as follows: serum is fractionated by a salting out method. Fractionated serum is then reduced, alkylated, and digested with trypsin. Tryptic fragments are further purified by immunocapture with antibodies specific to the individual fragments. Finally, these fragments are analyzed by liquid chromatography tandem mass spectrometry.(Unpublished Mayo method) | 1 to 6 days | 6 months | This test has been cleared, approved, or is exempt by the US Food and Drug Administration and is used per manufacturer's instructions. Performance characteristics were verified by Mayo Clinic in a manner consistent with CLIA requirements. | 8680084432 (if appropriate) | Thyroglobulin Reflex to MS or IA | 56536-6 | TGABR | Thyroglobulin Antibody, S | 56536-6
TFNAB | Thyroglobulin, Tumor Marker, Fine-Needle Aspiration Biopsy Needle Wash | Confirming or excludingmetastases in enlarged or ultrasonographically suspicious lymph nodes from athyrotic individuals treated for differentiated thyroid cancer in conjunction with cytologic analysis Confirming or excludingthe presence of thyroid tissue in the biopsied areafrom athyrotic individuals treated for differentiated thyroid cancerin conjunction with cytologic analysis This test isnot useful forscreening asymptomatic individuals for neoplastic disease. | Immunoenzymatic Assay | Yes | Thyroglobulin, FNAB Needle Wash | Fine Needle Wash | Patient Preparation: For 12 hours before specimen collection do nottake multivitamins or dietary supplements containing biotin (vitamin B7), which is commonly found in hair, skin, and nail supplements and multivitamins. Collection Container/Tube:Plain, plastic, screw-top tube Specimen Volume:1 to 1.5 mL Collection Instructions: 1.Needle wash specimens for analysis should be collected in conjunction with cytology specimens. 2. Have saline available prior to start of procedure.Saline is the only acceptable solution for needle washings. 3. After each fine-needle aspiration biopsy (FNAB) has been collected and the material in the needle has been expelled onto a slide for cytologic analysis, attach the used FNAB needle to an empty syringe. 4. Withdraw between 0.10 mL and 0.25 mL of saline up through the needle until the saline starts to fill the hub of the needle or end of the syringe. 5. Expel this fluid back through the needle into a separate plastic screw-top tube. This is the needle washing used for analysis. 6. Repeat steps 2 through 4 for each needle pass of the same biopsied site and empty into the same tube, accumulating a total of 0.5 mL to 1.5 mL of fluid to send to the laboratory. (If more than 1 site is biopsied, see Additional Information) 7. Inspect specimen for visible blood or tissue contamination: a. If bloody, centrifuge specimen and transfer supernatant to a new plastic aliquot tube (5-mL standard tube) prior to sending to laboratory. The supernatant, not the cellular material, is used for analysis. b. If specimen is clear, centrifugation is not necessary. Additional Information 1. If more than 1 site is biopsied, each washing material should be submitted on a separate tube and under a different order number. 2.A minimum of 0.5 mL is required for testing; however, the total collection volume should not exceed 1.5 mL. Specimen volumes outside these parameters may be rejected. 3. Do not send a saline control. This test has been validated to rule-out saline matrix effect. | 0.5 mL | Thyroglobulin (Tg) is a 660,000 Da glycoprotein produced exclusively by the follicular cells of the thyroid. Given the tissue specificity of Tg production, measurement of serum concentrations in athyrotic patients enables detection of persistence, recurrence, or metastasis of differentiated thyroid carcinoma. In addition, Tg measurement in biopsy specimens of nonthyroidal tissues may assist in confirming and localizing metastatic disease. In papillary thyroid carcinoma (PTC), which accounts for greater than 80% of all thyroid cancer cases, most metastatic disease occurs in loco-regional lymph nodes in the neck, which are easily examined by ultrasound. Most suspicious nodes undergo ultrasonography-guided fine-needle aspiration biopsy (FNAB) for cytology examination to determine a diagnosis. Unfortunately, in up to 20% of cases, inadequate cellularity or nonrepresentative sampling precludes the diagnosis. Measurement of Tg in FNAB washes fromlymph nodes suspected of metastatic PTC is usedas an adjunct to cytology examination after ultrasonography-guided FNAB in situations where cytology is inconclusive. One of the advantages of the measurement of Tg in FNAB washes is that a dedicated needle pass is not necessary for analysis. Most often, the washout is performed by rinsing the FNAB needle with a small volume of saline immediately after the cellular component of the biopsy has been expelled for cytological examination. The diagnostic performance of Tg in FNAB washouts often allows for the accurate diagnosis of cases in which cytology is nondiagnostic.A meta-analysis of 24 studies and 2865 lymph nodes reported a pooled sensitivity of 95% and specificity of 94% for detection of metastatic PTC. The diagnostic performance of Tg in FNAB washes is superior inathyrotic patients.In studies that included patients with the thyroid gland, the sensitivity was 86.2% and specificity was 90.2%. Including only patients after thyroidectomy showed improved performance with a sensitivity of 96.9% and specificity of 94.1%.In an in-house study,a Tg cut-off of 1 ng/mL for FNAB-needle wash specimens provided 100% sensitivity and 96.2% specificity for the detection of metastatic thyroid carcinoma in lymph nodes from athyrotic patients. The diagnostic performance of Tg at the 1-ng/mL cut-off comparedfavorablywith cytology (95.1% overall agreement) and allowed accurate diagnosis in 18 of the 19 cases in which cytology was nondiagnostic or not performed.A number of professional guidelines recommend the measurement of Tg in FNAB washouts from lymph nodes in cases of inadequate cytology or cases with conflicting cytological and ultrasound evaluations. Interpretation of Tg concentrations in FNAB needle washes from tissues other than lymph nodes is not well defined and needs to be considered on a case-by-case basis. The most established use is to determine the tissue origin of a thyroid mass/nodule or other neck mass/nodule that is suspected to be thyroid derived. This can be accomplished by measuring Tg, calcitonin and parathyroid hormone in the lesion. Measurement of Tg in thyroid bed tissue in patients, who underwent total thyroidectomy and radioactive iodine ablation, is a relatively frequent application of Tg testing and may differentiate scar tissue from residual normal thyroid tissue. Occasionally lesions in other organs might be biopsied to determine by Tg measurement if they are thyroid derived, if cytology/histology is not informative. | Lymph node: < or =1.0 ng/mL This cutoff has been validated for total needle wash volumes of < or =1.5 mL of normal saline. If wash volumes are substantially larger, a lower cutoff might apply. Non-lymph node: An interpretive report will be provided. | Lymph Nodes: In athyrotic patients with a history of differentiated thyroid carcinoma, thyroglobulin (Tg) concentration greater than 1.0 ng/mL in the fine-needle aspiration biopsy (FNAB) needle wash suggests the presence of metastatic differentiated follicular cell-derived thyroid carcinoma in the biopsied area. Tg measurements yield reliable results in most cases with nondiagnostic cytology and are approximately equal in diagnostic accuracy to cytological examinations that are deemed sufficient for diagnosis. Non-lymph nodes: When measuring Tg in FNAB needle washes from thyroid bed tissue after total thyroidectomy and radioactive iodine ablation to differentiate thyroid versus scar tissue, an undetectable Tg concentration is consistent with the absence of thyroid-derived tissue (including thyroid carcinoma) at the site biopsied. Detectable Tg concentration is consistent with the presence of thyroid-derived tissue, but it is not indicative of the presence of malignancy. Measurement of Tg in FNAB needle washes from a thyroid nodule may be used to distinguish parathyroid versus follicular cell derived and C-cell derived thyroid tissue but cannot identify a malignant process in the nodule. For all other biopsied sites, eg, lung, kidney, liver, brain, bone, and various other sites, absence of measurable Tg in FNAB needle washes is consistent with the absence of thyroid-derived tissue (including thyroid carcinoma) at the site biopsied. A detectable Tg concentration is consistent of the presence of thyroid-derived tissue, but it is not necessarily indicative of the presence of malignancy. | This test has been validated only in single lymph nodes from athyrotic patients. While the needle washes from several distinct needle passes or aspirations from a single node should be pooled, biopsies from different nodes or other sites such as thyroid bed should be submitted as separate specimens. Do not interpret fine-needle aspiration biopsy (FNAB) - thyroglobulin (Tg) levels as absolute evidence of the presence or absence of malignant disease. Results should be used in conjunction with information from the clinical evaluation of the patient, cytology, and imaging procedures. Immunometric assays can, in rare occasions, be subject to interferences such as "hooking" at very high analyte concentrations (false-low results). If the clinical picture does not fit the laboratory result, this possibility should be considered. While autoantibody interference (typically false-low results in immunometric assays) is reported to not be an issue for FNAB-needle wash specimens, the report was based on a small number of cases; therefore, the possibility of autoantibody interference should also be considered. In rare cases, some individuals can develop antibodies to mouse or other animal antibodies (often referred to as human anti-mouse antibodies (HAMA) or heterophile antibodies), which may cause interference in some immunoassays. Caution should be used in interpretation of results and the laboratory should be alerted if the result does not correlate with the clinical presentation. Results are dependent on accurate sampling and a maximum needle wash volume of less than or equal to 1.5 mL. FNAB needle wash results should always be interpreted in the context of systemic circulating serum Tg concentrations, particularly in cases where the needle wash is visibly blood contaminated. | 1. Grani G, Fumarola A: Thyroglobulin in lymph node fine-needle aspiration washout: a systematic review and meta-analysis of diagnostic accuracy. J Clin Endocrinol Metab. 2014 Jun;99(6):1970-1982 2. Snozek CLH, Chambers EP, Reading CC, et al: Serum thyroglobulin, high-resolution ultrasound, and lymph node thyroglobulin in diagnosis of differentiated thyroid carcinoma nodal metastases. J Clin Endocrinol Metab. 2007 Nov;92(11):4278-4281 3.Algeciras-Schimnich A: Thyroglobulin measurement in the management of patients with differentiated thyroid cancer. Crit Rev Clin Lab Sci. 2018 May;55(3):205-218 | Testing is performed using the Beckman Access thyroglobulin (Tg) assay, a simultaneous 1-step immunoenzymatic (sandwich) assay performed on the Beckman Coulter UniCel DxI 800. A sample is added to a reaction vessel along with a biotinylated mixture of 4 mouse monoclonal anti-Tg antibodies, streptavidin-coated paramagnetic particles, and mouse monoclonal anti-Tg antibody-alkaline phosphatase conjugate. The biotinylated antibodies and the sample Tg bind to the solid phase, while the conjugate antibody reacts with a different antigenic site on the Tg molecule. After incubation in a reaction vessel, materials bound to the solid phase are held in a magnetic field, while unbound materials are washed away. The chemiluminescent substrate Lumi-Phos530 is added to the vessel and light generated by the reaction is measured with a luminometer. Light production is directly proportional to the concentration of Tg in the sample. The amount of analyte in the sample is determined from a stored, multipoint calibration curve.(Package insert: Access Thyroglobulin Assay. Beckman Coulter, Inc; 2021) For all samples with Tg concentrations greater than 1.0 ng/mL, a dilution series is performed. A linear dilution excludes hooking and most major interferences. Samples that contain Tg of 1.0 ng/mL or less are spiked with exogenous Tg to identify possible interferences that may cause a false-low result. | 1 to 3 days | 12 months | This test has been modified from the manufacturer's instructions. Its performance characteristics were determined by Mayo Clinic in a manner consistent with CLIA requirements. This test has not been cleared or approved by the US Food and Drug Administration. | 84432 | Thyroglobulin, FNAB Needle Wash | 53922-1 | TFNA7 | Site Location | 39111-0
HTG2 | Thyroglobulin, Tumor Marker, Serum | Follow-up of patients with differentiated thyroid cancers after thyroidectomy andradioactive iodineablation | Immunoenzymatic Assay | Yes | Thyroglobulin, Tumor Marker | Serum Red | Patient Preparation: For 12 hours before specimen collection do nottake multivitamins or dietary supplements containing biotin (vitamin B7), which is commonly found in hair, skin, and nail supplements and multivitamins. CollectionContainer/Tube:Red top (serum gel/SST arenotacceptable) Submission Container/Tube:Plastic vial Specimen Volume:1 mL Collection Instructions: Centrifuge and aliquot serum into a plastic vial. | 0.5 mL | Thyroglobulin (Tg) is a thyroid-specific glycoprotein (approximately 660 kDa) that serves as the source for thyroxine (T4) and triiodothyronine (T3) production within the lumen of thyroid follicles. For T4 and T3 release, Tg is reabsorbed into thyrocytes and proteolytically degraded, liberating T4 and T3 for secretion. Small amounts of intact Tg are secreted alongside T4 and T3 and are detectable in the serum of healthy individuals, with levels roughly paralleling thyroid size (0.5-1.0 ng/mL Tg per gram thyroid tissue, depending on thyroid-stimulating hormone: TSH level). In situations of disordered thyroid growth (eg, goiter), increased thyroid activity (eg, Graves disease), or glandular destruction (eg, thyroiditis) larger amounts of Tg may be released into the circulation. Clinically, the main use of serum Tg measurements is in the follow-up of differentiated follicular cell-derived thyroid carcinoma. Because Tg is thyroid-specific, serum Tg concentrations should be undetectable, or very low, after the thyroid gland is removed during treatment for thyroid cancer. Current clinical guidelines consider a serum Tg of more than 1 ng/mL in an athyrotic individual as suspicious of possible residual or recurrent disease. To improve diagnostic accuracy, it is recommended this measurement be initially obtained after TSH stimulation, either following thyroid hormone withdrawal or after injection of recombinant human TSH. Most patients will have a relatively low risk of recurrence and will thereafter only require unstimulated Tg measurement. If unstimulated (on thyroxine) serum Tg measurements are less than 0.1 to 0.2 ng/mL, the risk of disease is below 1%. Patients with higher Tg levels who have no demonstrable remnant of thyroid tissue might require additional testing, such as further stimulated Tg measurements, neck ultrasound, or isotope imaging. A stimulated Tg above 2 ng/mL is considered suspicious. The presence of antithyroglobulin autoantibodies (TgAb), which occur in 15% to 30% of thyroid cancer patients, could lead to misleading Tg results. In immunometric assays, the presence of TgAb can lead to false-low results, whereas, it might lead to false-high results in competitive assays. Traditionally, there have been no reliable means to obtain accurate Tg measurements in patients with TgAb. However, recently trypsin digestion of serum proteins, which cuts both antibodies and Tg into predictable fragments, has allowed accurate quantification of Tg in samples with antibody interferences through measurement of Tg by mass spectrometry. See TGMS / Thyroglobulin Mass Spectrometry, Serum for accurate analysis of patients who are known to be TgAb positive. If TgAb status is unknown, see HTGR / Thyroglobulin, Tumor Marker Reflex, Serum. When HTGR is ordered, TgAb testing is performed first. If TgAb is negative (<1.8 IU/mL), Tg is assayed by immunoassay (sensitive down to 0.1 ng/mL). If TgAb is positive, Tg is assayed by mass spectrometry (sensitive down to 0.2 ng/mL). | THYROGLOBULIN, TUMOR MARKER Athyrotic: <0.1 ng/mL Intact thyroid< or =33 ng/mL THYROGLOBULIN ANTIBODY <1.8 IU/mL Reference values apply to all ages. | Current guidelines recommend measurement of thyroglobulin (Tg) with a sensitive immunoassay (limit of quantification <1.0 ng/mL); for measurements of unstimulated Tg, the detection limit should be in the 0.1 to 0.2 ng/mL range. In all cases, serum thyroglobulin autoantibodies (TgAb) should also be measured, preferably with a method that allows detection of low concentrations of TgAb. If TgAb are detected, the laboratory report should alert the ordering provider to the possibility of false-low Tg results if using an immunometric assay. If the apparent Tg concentration is below 1.0 ng/mL, the sample should be remeasured by mass spectrometry. This will allow accurate detection of Tg, in the presence of TgAb, down to 0.2 ng/mL (risk of residual/recurrent disease <1%-3%). Samples from patients with Tg concentrations above 1.0 ng/mL might not require Tg measurement by mass spectrometry because current guidelines suggest further workup might be necessary above this threshold. However, the positive predictive value for residual/recurrent disease is modest when Tg is just above this threshold (3%-25%) in athyrotic patients. Above 10 ng/mL, the risk of residual/recurrent disease is at least 25%, with many studies showing 60% to above 90% risks. In selected patients, therefore, it might also be useful to test TgAb positive samples by mass spectrometry, even if the Tg concentration is above 1.0 ng/mL but not above the 10 ng/mL threshold. These considerations are even more relevant in patients with a known thyroid remnant of a few grams, who may always have serum Tg concentrations of 1.0 to 10 ng/mL, owing to remnant Tg secretion, regardless of the presence or absence of residual/recurrent cancer. It has been determined that the presence of antithyroglobulin autoantibodies (TgAb) in serum can lead to underestimation of Tg concentration by immunometric methods. When TgAb are present in samples with detectable Tg, the Tg values may be underestimated by up to 60% in immunoassays. In addition, approximately 20% of specimens containing TgAb, which are negative for Tg by immunoassay, tested positive by liquid chromatography tandem mass spectrometry. Therefore, measuring Tg by mass spectrometry is the preferred method in TgAb positive patients. The decision levels listed below are for thyroid cancer follow up of athyrotic patients and apply to unstimulated and stimulated thyroglobulin measurements. Decision levels are based on best practice guidelines and the literature, which includes Mayo Clinic studies. Decision levels have not been established, but are likely to be somewhat higher, for thyroid cancer patients who are not completely athyrotic (ie, patient has some remnant normal thyroid tissue); remnant normal thyroid tissue contributes to serum Tg concentrations 0.5 to 1.0 ng/mL per gram of remnant tissue, depending on the thyrotropin (TSH) level. Tg <0.1 ng/mL: Tg levels must be interpreted in the context of TSH levels, serial Tg measurements, and radioiodine ablation status. Tg levels below 0.1 ng/mL in athyrotic individuals on suppressive therapy indicate a minimal risk (<1%-2%) of clinically detectable recurrent papillary/follicular thyroid cancer. Tg > or =0.1 to 2.0 ng/mL: Tg levels must be interpreted in the context of TSH levels, serial Tg measurements, and radioiodine ablation status. Tg levels 0.1 to 2.0 ng/mL in athyrotic individuals on suppressive therapy indicate a low risk of clinically detectable recurrent papillary/follicular thyroid cancer. Tg 2.1 to 9.9 ng/mL: Tg levels must be interpreted in the context of TSH levels, serial Tg measurements, and radioiodine ablation status. Tg levels 2.1 to 9.9 ng/mL in athyrotic individuals on suppressive therapy indicate an increased risk of clinically detectable recurrent papillary/follicular thyroid cancer. Tg > or =10 ng/mL: Tg levels must be interpreted in the context of TSH levels, serial Tg measurements, and radioiodine ablation status. Tg levels 10 ng/mL or above in athyrotic individuals on suppressive therapy indicate a significant risk (>25%) of clinically detectable recurrent papillary/follicular thyroid cancer. | The test is most sensitive for detection of thyroid cancer recurrence when patients are off thyroid replacement long enough to have an elevated thyrotropin (TSH) prior to collecting the specimen. This test also can be used to follow patients with normal TSH; however, thyroglobulin (Tg) values from specimens with high TSH should not be compared with values with normal TSH, because TSH stimulation changes the baseline determinations. Thyroglobulin autoantibodies (TgAb) may interfere with the measurement of Tg. All specimens are prescreened for TgAb, and a comment appended to the report if they are present. Undetectable levels of Tg should be interpreted with caution if TgAb are present. A Tg antibody result of less than 1.8 IU/mL is unlikely to cause clinically significant Tg assay interference. It is recommended that the Tg result be reviewed for concordance with clinical presentation. In rare cases, some individuals can develop antibodies to mouse or other animal antibodies (often referred to as human anti-mouse antibodies [HAMA] or heterophile antibodies), which may cause interference in some immunoassays. Caution should be used in interpretation of results, and the laboratory should be alerted if the result does not correlate with the clinical presentation. Specimens with Tg concentrations greater than 250,000 ng/mL may "hook" and appear to have markedly lower levels. Tg and TgAb values determined by different methodologies might vary significantly and cannot be directly compared with one another. Some patients might be antibody-positive by some methods and antibody-negative by others. Comparing values from different methods might lead to erroneous clinical interpretation. | 1. Grebe SKG: Diagnosis and management of thyroid carcinoma: a focus on serum thyroglobulin. Exp Rev Endocrinol Metab. 2009;4(1):25-43. doi: 10.1586/17446651.4.1.25 2. American Thyroid Association (ATA) Guidelines Taskforce on Thyroid Nodules and Differentiated Thyroid Cancer, Cooper DS, Doherty GM, et al: Revised American Thyroid Association management guidelines for patients with thyroid nodules and differentiated thyroid cancer. Thyroid. 2009 Nov;19(11):1167-1214. doi: 10.1089/thy.2009.0110 3. Pacini F, Catagana MG, Brilli L, et al: Thyroid cancer: ESMO Clinical Practice Guidelines for diagnosis, treatment and follow-up. Ann Oncol. 2010 May;21 Suppl 5:v214-9. doi: 10.1093/annonc/mdq190 4. National Comprehensive Cancer Network (NCCN) guidelines for treatment of cancer by site: version 2.2022: Thyroid Carcinoma. Accessed March 20, 2023. Available at www.nccn.org/professionals/physician_gls/default.aspx#site 5. Tuttle, RM: Serum thyroglobulin in the management of differentiated thyroid cancer. Updated July 15, 2021. Accessed March 20, 2023. Available at www.uptodate.com/contents/differentiated-thyroid-cancer-role-of-serum-thyroglobulin | The Beckman Coulter Unicel DxI 800 is used for both thyroglobulin tumor marker and thyroglobulin antibody testing. The Access Thyroglobulin (Tg) assay is a simultaneous 1-step immunoenzymatic (sandwich) assay. A sample is added to a reaction vessel, along with a biotinylated mixture of 4 monoclonal anti-Tg antibodies, streptavidin-coated paramagnetic particles, and monoclonal anti-Tg antibody alkaline phosphatase conjugate. The biotinylated antibodies and the serum Tg bind to the solid phase, while the conjugate antibody reacts with a different antigenic site on the Tg molecule. After incubation in a reaction vessel, materials bound to the solid phase are held in a magnetic field while unbound materials are washed away. Then, the chemiluminescent substrate Lumi-Phos 530 is added to the vessel, and light generated by the reaction is measured with a luminometer. The light production is directly proportional to the concentration of Tg in the sample.(Package insert: Access Thyroglobulin. Beckman Coulter Inc; 06/2021) The Access Thyroglobulin Antibody II assay (TgAb) is a sequential 2-step immunoenzymatic (sandwich) assay. A sample is added to a reaction vessel with paramagnetic particles coated with the thyroglobulin protein. The serum TgAb binds to the thyroglobulin. After incubation in a reaction vessel, materials bound to the solid phase are held in place by a magnetic field, while unbound materials are washed away. The thyroglobulin-alkaline phosphatase conjugate is added and binds to the TgAb. After the second incubation, materials bound to the solid phase are held in place by a magnetic field, while unbound materials are washed away. Then, the chemiluminescent substrate, Lumi-Phos 530 is added to the reaction vessel, and light generated by the reaction is measured with a luminometer. The light production is directly proportional to the concentration of thyroglobulin antibody in the sample.(Package insert: Access Thyroglobulin Antibody II. Beckman Coulter Inc; 04/2020) | 1 to 3 days | 6 months | This test has been cleared, approved, or is exempt by the US Food and Drug Administration and is used per manufacturer's instructions. Performance characteristics were verified by Mayo Clinic in a manner consistent with CLIA requirements. | 8443286800 | Thyroglobulin, Tumor Marker | 57780-9 | HTG2I | Thyroglobulin Interpretation | 69053-7
TGQN | Thyroglobulin, Tumor Marker, Serum | Quantitative thyroglobulin measurement as a part of evaluating suspected interference from heterophile antibodies causing a falsely elevatedthyroglobulinresult | Only orderable as part of profile. For more information see IETG / Interference Evaluation Heterophile, Thyroglobulin Tumor Marker, Serum. Immunoenzymatic Assay | Yes | Thyroglobulin, Tumor Marker, S | Serum Red | Only orderable as part of profile. For more information see IETG / Interference Evaluation Heterophile, Thyroglobulin Tumor Marker, Serum. Patient Preparation: For 12 hours before specimen collection do nottake multivitamins or dietary supplements containing biotin (vitamin B7), which is commonly found in hair, skin, and nail supplements and multivitamins. CollectionContainer/Tube:Red top (serum gel/SST arenotacceptable) Submission Container/Tube:Plastic vial Specimen Volume:2.5 mL Collection Instructions:Centrifuge and aliquot serum into a plastic vial. | 2 mL | Serum thyroglobulin (Tg) measurements are used in the follow-up of differentiated follicular cell-derived thyroid carcinoma. Because Tg is thyroid specific, serum Tg concentrations should be undetectable or very low after the thyroid gland is removed during treatment for thyroid cancer. Most often Tg is measured by immunometric assays as they are widely available in automated high-throughput instruments, have shorter turnaround times, and have functional sensitivities of 0.1 mcg/L or less. However, these immunoassays may be affected by the presence of both anti-thyroglobulin antibody (TgAb) and heterophile antibody interferences. The presence of TgAb might cause falsely low/undetectable Tg that can mask disease; whereas heterophile antibodies might cause falsely high Tg that can be mistaken for residual or recurrent disease. Some patients, due to exposure to animal antigens, have developed heterophile antibodies, such as human anti-mouse antibodies (HAMA), that can interfere with immunoassay testing by binding to the animal antibodies used in immunoassays. In some sandwich immunoassays, including those for Tg, the presence of heterophile antibodies in the patient’s sample might lead to a false-positive result. Although rare, false-negative assay results due to heterophile interference have also been reported in the literature. Manufacturers often add blocking agents to their reagents, but occasionally, patient samples containing heterophile antibodies are incompletely blocked and exhibit heterophile antibody interference. Subsequent reporting of erroneous results can have adverse effects on patient management, especially with tumor marker assays. Dilution of the specimen prior to assay performance often yields unexpected nonlinear results in the presence of interfering substances such as heterophile antibodies and/or TgAb. Heterophile blocking tube (HBT) treatment is also utilized for troubleshooting samples that exhibit potential heterophile interference. Finally, assessment of an analyte such as Tg with an alternative assay will often lead to apparent discrepant results in the presence of heterophile antibodies and/or TgAb interference. Measurement of Tg by liquid chromatography-tandem mass spectrometry (Tg-MS) has been introduced as a method for accurate Tg quantitation in the presence of TgAb and heterophile antibodies. Tg-MS assays are based on peptide quantitation after tryptic digestion and immunocapture of Tg-specific peptides. The advantage of trypsin digestion is that all proteins are cleaved, including both TgAb and heterophile antibodies, thus eliminating them as interferences. | Only orderable as part of profile. For more information see IETG / Interference Evaluation Heterophile, Thyroglobulin Tumor Marker, Serum. Athyrotic: <0.1 ng/mL Intact thyroid:< or =33 ng/mL | Specimens are evaluated for the presence of potential interfering anti-thyroglobulin (TgAb) and heterophile antibody interference in the Beckman Access thyroglobulin (Tg) immunoassay. While the presence of TgAb can result in falsely low Tg concentrations in the Beckman immunoassay, the presence of heterophile antibodies can result in falsely elevated Tg concentrations in the Beckman immunoassay.Following investigation of the presence of TgAb, heterophile antibody evaluation consists of pretreatment with commercial heterophile antibody blocking reagents, serial dilutions of the sample and testing on an alternate platform generally unaffected by the presence of heterophile antibodies or TgAb (ie, Tg liquid chromatography-tandem mass spectrometry [Tg-MS]). The presence of heterophile antibody interference in the Beckman Access Tg immunoassay is not suspected when the results from the pretreatment, serial dilutions and the alternative platform (Tg-MS) agree with the original result. The presence of heterophile antibody interference in the Beckman Access Tg immunoassay is suspected when 1 or more of the following are observed: a significant decrease in Tg concentration (>20%) upon treatment of the sample with heterophile antibody blocking reagents, lack of linearity upon serial dilutions, or a significant difference in Tg concentration on the alternate platform (Tg-MS). When a heterophile antibody interference affecting the Beckman Access immunoassay is suspected, the Tg result from this assay is considered false-positive and should not be used in clinical management. | This heterophile antibody interference evaluation does not rule out the presence of other types interfering substances such as biotin. There may be some samples with extremely strong heterophile interference. In such cases heterophile blocking reagents may not be able to block all the assay interference. Specimens with thyroglobulin (Tg) concentrations greater than 250,000 ng/mL may "hook" and appear to have markedly lower levels. Tg and anti-thyroglobulin (TgAb) values determined by different methodologies might vary significantly and cannot be directly compared with one another. Some patients might have antibody-positive results by some methods and antibody-negative results by others. Comparing values from different methods might lead to erroneous clinical interpretation. Rare normal amino acid sequence variations within Tg can cause a false-low result in the Tg mass spectrometry assay, if they happen to be present in the Tg proteotypic peptides that are used for Tg quantification. While the exact prevalence of such changes is unknown, validation data on large sample numbers indicate that this affects less than 1% of samples. In the heterozygote state, the result would be an apparent reduction in Tg concentration by about 50%, while the homozygous state (<0.01%) is predicted to result in total loss of signal. | 1. Barbesino G, Algeciras-Schimnich A, Bornhorst JA: False positives in thyroglobulin determinations due to the presence of heterophile antibodies: an underrecognized and consequential clinical problem. Endocr Pract. 2021 May;27(5):396-400. doi: 10.1016/j.eprac.2020.10.011 2. American Thyroid Association (ATA) Guidelines Taskforce on Thyroid Nodules and Differentiated Thyroid Cancer, Cooper DS, Doherty GM, et al: Revised American Thyroid Association management guidelines for patients with thyroid nodules and differentiated thyroid cancer. Thyroid. 2009 Nov;19(11):1167-1214 3. Netzel BC, Grebe SKG, Algeciras-Schimnich A: Usefulness of a thyroglobulin liquid chromatography-tandem mass spectrometry assay for evaluation of suspected heterophile interference. Clin Chem. 2014 Jul;60(7):1016-1018 4. Algeciras-Schimnich A: Thyroglobulin measurement in the management of patients with differentiated thyroid cancer. Crit Rev Clin Lab Sci. 2018 May;55(3):205-218 5. Ward G, Simpson A, Boscato L, Hickman PE: The investigation of interferences in immunoassay. Clin Biochem. 2017 Dec;50(18):1306-1311 | The Beckman Coulter UniCel DxI 800 is the instrument used for thyroglobulin tumor marker testing. The Access Thyroglobulin (2) assay is a simultaneous one-step immunoenzymatic ('sandwich') assay. The sample is added to a reaction vessel, along with a biotinylated mixture of four monoclonal anti- thyroglobulin (Tg) antibodies, streptavidin-coated paramagnetic particles, and monoclonal anti-Tg antibody-alkaline phosphatase conjugate. The biotinylated antibodies and the serum thyroglobulin bind to the solid phase, while the conjugate antibody reacts with a different antigenic site on the thyroglobulin molecule. After incubation in a reaction vessel, materials bound to the solid phase are held in a magnetic field while unbound materials are washed away. Then, the chemiluminescent substrate is added to the vessel and light generated by the reaction is measured with a luminometer. The light production is directly proportional to the concentration of thyroglobulin in the sample. The amount of analyte in the sample is determined from a stored, multi-point calibration curve.(Package insert: Access Thyroglobulin Instructions for Use. Beckman Coulter Inc; 2019) | 3 to 5 days | 12 months | This test has been cleared, approved, or is exempt by the US Food and Drug Administration and is used per manufacturer's instructions. Performance characteristics were verified by Mayo Clinic in a manner consistent with CLIA requirements. | 84432 | Thyroglobulin, Tumor Marker, S | 96460-1 | TGQN | Thyroglobulin, Tumor Marker, S | 96460-1
TAB | Thyroid Autoantibodies Profile, Serum | As an adjunct in the diagnosis of autoimmune thyroid diseases: Hashimoto disease, postpartum thyroiditis, neonatal hypothyroidism, and Graves disease Differentiating thyroid autoimmune disorders from nonautoimmune goiter or hypothyroidism As a diagnostic tool in deciding whether to treat a patient who has subclinical hypothyroidism | Immunoenzymatic Assay | Yes | Thyroid Autoantibodies Profile, S | Serum Red | Patient Preparation: For 12 hours before specimen collection do nottake multivitamins or dietary supplements containing biotin (vitamin B7), which is commonly found in hair, skin, and nail supplements and multivitamins. Collection Container/Tube:Red top Submission Container/Tube:Plastic vial Specimen Volume:1 mL Collection Instructions:Centrifuge and aliquot serum into a plastic vial. | 0.5 mL | TGAB: Thyroglobulin autoantibodies bind thyroglobulin (Tg), a major thyroid-specific protein. Tg plays a crucial role in thyroid hormone synthesis, storage, and release. Tg is not secreted into the systemic circulation under normal circumstances. However, follicular destruction through inflammation (thyroiditis and autoimmune hypothyroidism), hemorrhage (nodular goiter), or rapid disordered growth of thyroid tissue, as may be observed in Graves disease or follicular cell-derived thyroid neoplasms, can result in leakage of Tg into the blood stream. This results in the formation of autoantibodies to Tg (anti-Tg) in some individuals. The same processes also may result in exposure of other "hidden" thyroid antigens to the immune system, resulting in the formation of autoantibodies to other thyroid antigens, in particular thyroid peroxidase (TPO) (anti-TPO). Since anti-Tg and anti-TPO autoantibodies are observed most frequently in autoimmune thyroiditis (Hashimoto disease), they were originally considered to be of possible pathogenic significance in this disorder. However, the consensus opinion today is that they are merely disease markers. It is felt that the presence of competent immune cells at the site of thyroid tissue destruction in autoimmune thyroiditis simply predisposes the patient to form autoantibodies to hidden thyroid antigens. In individuals with autoimmune hypothyroidism, 30% to 50% will have detectable anti-Tg autoantibodies, while 50% to 90% will have detectable anti-TPO autoantibodies. In Graves disease, both types of autoantibodies are observed at approximately half these rates. The presence ofanti-Tg, which occurs in 15% to 30% of thyroid cancer patients, could result in misleading Tg results. In immunometric assays, the presence of thyroid antibody can lead to false-low measurement; whereas it might lead to false-high results in competitive assays. TPO: Thyroperoxidase (TPO) is an enzyme involved in thyroid hormone synthesis, catalyzing the oxidation of iodide on tyrosine residues in thyroglobulin for the synthesis of triiodothyronine and thyroxine (tetraiodothyronine). TPO is a membrane-associated hemo-glycoprotein expressed only in thyrocytes and is one of the most important thyroid gland antigens. Disorders of the thyroid gland are frequently caused by autoimmune mechanisms with the production of autoantibodies. Anti-TPO antibodies activate complement and are thought to be significantly involved in thyroid dysfunction and the pathogenesis of hypothyroidism. The determination of TPO antibody levels is the most sensitive test for detecting autoimmune thyroid disease (eg, Hashimoto thyroiditis, idiopathic myxedema, and Graves disease), and detectable concentrations of anti-TPO antibodies are observed in most patients with these disorders. The highest TPO antibody levels are observed in patients suffering from Hashimoto thyroiditis. In this disease, the prevalence of TPO antibodies is about 90% of cases, confirming the autoimmune origin of the disease. These autoantibodies also frequently occur (60%-80%) in the course of Graves disease. In patients with subclinical hypothyroidism, the presence of TPO antibodies is associated with an increased risk of developing overt hypothyroidism. Many clinical endocrinologists use the TPO antibody test as a diagnostic tool in deciding whether to treat a patient with subclinical hypothyroidism, and Mayo Clinic Laboratories endorses this practice. For more information, seeThyroid Function Ordering Algorithm. | THYROGLOBULIN ANTIBODY <4.0 IU/mL Reference values apply to all ages. THYROPEROXIDASE ANTIBODIES <9.0 IU/mL Reference values apply to all ages. | Diagnosis of Autoimmune Thyroid Disease: Measurements of antithyroperoxidase (TPO) have higher sensitivity and equal specificity to antithyroglobulin (anti-Tg) measurements in the diagnosis of autoimmune thyroid disease. Anti-Tg levels should, therefore, only be measured if anti-TPO measurements are negative, but clinical suspicion of autoimmune thyroid disease is high. Detection of significant titers of anti-Tg or anti-TPO autoantibodies is supportive evidence for a diagnosis of Graves disease in patients with thyrotoxicosis. However, measurement of the pathogenic antithyrotropin (anti-thyroid stimulating hormone)) receptor antibodies by binding assay (THYRO / Thyrotropin Receptor Antibody, Serum) or bioassay (TSI / Thyroid-Stimulating Immunoglobulin, Serum) is the preferred method of confirming Graves disease in atypical cases and under special clinical circumstances. Positive thyroid autoantibody levels in patients with high-normal or slightly elevated serum thyrotropin levels predict the future development of more profound hypothyroidism. Patients with postpartum thyroiditis with persistently elevated thyroid autoantibody levels have an increased likelihood of permanent hypothyroidism. In cases of neonatal hypothyroidism, the detection of anti-TPO or anti-Tg in the infant suggests transplacental antibody transfer, particularly if the mother has a history of autoimmune thyroiditis or detectable thyroid autoantibodies. The neonatal hypothyroidism is likely to be transient in these cases. In patients with subclinical hypothyroidism, the presence of thyroperoxidase (TPO) antibodies predicts a higher risk of developing overt hypothyroidism, 4.3% per year versus 2.1% per year in antibody-negative individuals. Furthermore, it raises the concern that such patients may be at increased risk of developing other autoimmune diseases, such as adrenal insufficiency and type 1 diabetes. The frequency of detectable anti-TPO observed in nonimmune thyroid disease is similar to the 10% to 12% observed in a healthy population with normal thyroid function. There is a good association between the presence of autoantibodies against TPO and histological thyroiditis. However, in view of the extensive regenerative capacity of the thyroid under the influence of thyrotropin, chronic thyroid disease may be present for years before the clinical manifestation of hypothyroidism becomes evident, if ever. | Antithyroglobulin (anti-Tg) and antithyroid peroxidase (anti-TPO) values determined by different methodologies might vary significantly and cannot be directly compared with one another. Some patients might show to be antibody-positive by some methods and antibody-negative by others. Comparing anti-Tg and anti-TPO values from different methods might lead to erroneous clinical interpretation. Moderately increased levels of thyroperoxidase antibodies may be found in patients with a non-thyroid autoimmune disease such as pernicious anemia, type I diabetes, or other disorders that activate the immune system. In rare cases, some individuals can develop antibodies to mouse or other animal antibodies (often referred to as human anti-mouse antibodies (HAMA) or heterophile antibodies), which may cause interference in some immunoassays. Caution should be used in interpretation of results and the laboratory should be alerted if the result does not correlate with the clinical presentation. | 1Sapin P, d'Herbomez M, Gasser F, Meyer L, Schlienger JL: Increased sensitivity of a new assay for anti-thyroglobulin antibody detection in patients with autoimmune thyroid disease. Clin Biochem. 2003 Nov;36(8):611-616. doi: 10.1016/s0009-9120(03)00114-0 2. Saravanan P, Dayan CM: Thyroid autoantibodies. Endocrinol Metab Clin North Am. 2001 June;30(2):315-337 3. Baloch Z, Carayon P, Conte-Devolx B, et al: Laboratory medicine practice guidelines. Laboratory support for the diagnosis and monitoring of thyroid disease Thyroid 2003 Jan;13(1):3-126 4. Algeciras-Schimnich A: Thyroglobulin measurement in the management of patientswith differentiated thyroid cancer. Crit Rev Clin Lab Sci. 2018 May;55(3):205-218. doi: 10.1080/10408363.2018.1450830 5. Frohlich E, Wahl R: Thyroid autoimmunity: Role of anti-thyroid antibodies in thyroid and extra-thyroidal diseases.Front Immunol.2017 May 9;8:521. doi: 10.3389/fimmu.2017.00521 6. Feldt-Rasmussen U: Analytical and clinical performance goals for testing autoantibodies to thyroperoxidase, thyroglobulin, and thyrotropin receptor. Clin Chem. 1996 Jan;42(1):160-163 7. Gharib H, Tuttle RM, Baskin HJ, et al: Consensus Statement #1: Subclinical thyroid dysfunction: a joint statement on management from the American Association of Clinical Endocrinologists, the American Thyroid Association, and the Endocrine Society. Thyroid. 2005 Jan;15(1):24-28. doi: 10.1089/thy.2005.15.24 8. Freedman DB, Halsall D, Marshall WJ, Ellervik C: Thyroid disorders. In: Rifai N, Horvath AR, Wittwer CT: eds. Tietz Textbook of Clinical Chemistry and Molecular Diagnostics. 6th ed. Elsevier; 2018:1572-1616 | TGAB: The Access Thyroglobulin Antibody II assay (TgAb) is a sequential 2-step immunoenzymatic (sandwich) assay. A sample is added to a reaction vessel with paramagnetic particles coated with the thyroglobulin protein. The serum TgAb binds to the thyroglobulin. After incubation in a reaction vessel, materials bound to the solid phase are held in place by a magnetic field, while unbound materials are washed away. The thyroglobulin-alkaline phosphatase conjugate is added and binds to the TgAb. After the second incubation, materials bound to the solid phase are held in place by a magnetic field, while unbound materials are washed away. Then, the chemiluminescent substrate is added to the reaction vessel and light generated by the reaction is measured with a luminometer.(Package insert: Thyroglobulin Antibody II. Beckman Coulter, Inc; 04/2020) TPO: The Access thyroperoxidase (TPO) antibody assay is a sequential 2-step immunoenzymatic (sandwich) assay. A sample is added to a reaction vessel with paramagnetic particles coated with thyroperoxidase protein. The serum TPO antibody binds to the thyroperoxidase. After incubation in a reaction vessel, materials bound to the solid phase are held in a magnetic field while unbound materials are washed away. Protein A-alkaline phosphatase conjugate is added and binds to the TPO antibody. After the second incubation, materials bound to the solid phase are held in a magnetic field while unbound materials are washed away. The chemiluminescent substrate Lumi-Phos 530 is added to the vessel and light generated by the reaction is measured with a luminometer. The light production is directly proportional to the concentration of TPO antibody in the sample. The amount of analyte in the sample is determined from a stored, multipoint calibration curve. The analyte in the calibrator is traceable to international standard WHO 66/387.(Package insert: TPO antibody. Beckman Coulter, Inc; 06/2020) | 1 to 3 days | 14 days | This test has been cleared, approved, or is exempt by the US Food and Drug Administration and is used per manufacturer's instructions. Performance characteristics were verified by Mayo Clinic in a manner consistent with CLIA requirements. | 86376-Thyroperoxidase antibody86800-Thyroglobulin antibody | Thyroid Autoantibodies Profile, S | 87556-7 | TPO | Thyroperoxidase Ab, S | 8099-4
THSCM | Thyroid Function Cascade, Serum | Screening for a diagnosis of thyroid disease | Electrochemiluminescent Immunoassay | Yes | Thyroid Function Cascade, S | If thyrotropin (TSH, formerly thyroid-stimulating hormone) is less than 0.3 mIU/L, then free T4 (thyroxine) is performed at an additional charge. | Collection Container/Tube: Preferred:Serum gel Acceptable:Red top Submission Container/Tube:Plastic vial Specimen Volume:1.5 mL Collection Instructions: 1. Serum gel tubes should be centrifuged within 2 hours of collection. 2. Red-top tubes should be centrifuged and the serum aliquoted into a plastic vial within 2 hours of collection. | 1 mL | This test utilizes a cascaded testing approach to efficiently evaluate and monitor functional thyroid status. The cascade begins with thyrotropin (TSH, formerly thyroid-stimulating hormone) as a screening assay. In patients with an intact pituitary-thyroid axis, TSH provides a physiologic indicator of the functional level of thyroid hormone activity. Increased TSH indicates inadequate thyroid hormone, and suppressed TSH indicates excess thyroid hormone. Transient TSH abnormalities may be found in seriously ill, hospitalized patients, so this is not the ideal setting to assess thyroid function. However, even in these patients, TSH works better than total T4 (thyroxine, an alternative screening test). When TSH is normal, no additional testing will be necessary. However, when the TSH result is abnormal, appropriate follow-up tests will automatically be performed. If TSH is below 0.3 mIU/L or above 4.2 mIU/L, free T4 is performed. The supplemental measurement of free T4 in patients with abnormal TSH measurements allows one to better assess the severity of the changes. Serum T3 (triiodothyronine) levels often are depressed in sick and hospitalized patients, caused in part by the biochemical shift to the production of reverse T3. Therefore, T3 generally is not a reliable predictor of hypothyroidism. However, in a small subset of hyperthyroid patients, hyperthyroidism may be caused by overproduction of T3 (T3 toxicosis). To help diagnose and monitor this subgroup, T3 is measured on all specimens with suppressed TSH and normal free T4 concentrations. Detectable concentrations of antithyroperoxidase (anti-TPO) antibodies are observed in patients with autoimmune thyroiditis and may cause the destruction of thyroid tissue, eventually resulting in hypothyroidism. Anti-TPO antibodies are measured in all specimens with elevated TSH concentrations. For more information, seeThyroid Function Ordering Algorithm. | 0-5 days: 0.7-15.2 mIU/L 6 days-2 months: 0.7-11.0 mIU/L 3-11 months: 0.7-8.4 mIU/L 1-5 years: 0.7-6.0 mIU/L 6-10 years: 0.6-4.8 mIU/L 11-19 years: 0.5-4.3 mIU/L > or =20 years: 0.3-4.2 mIU/L | In primary hypothyroidism, thyrotropin (TSH, formerly thyroid-stimulating hormone) levels will be elevated. In primary hyperthyroidism, TSH levels will be low. The ability to quantitate circulating levels of TSH is important in evaluating thyroid function. It is especially useful in the differential diagnosis of primary (thyroid) from secondary (pituitary) and tertiary (hypothalamus) hypothyroidism. In primary hypothyroidism, TSH levels are significantly elevated, while in secondary and tertiary hypothyroidism, TSH levels are low or normal. Elevated or low TSH in the context of normal free thyroxine is often referred to as subclinical hypo- or hyperthyroidism, respectively. Thyrotropin-releasing hormone (TRH) stimulation differentiates all types of hypothyroidism by observing the change in patient TSH levels in response to TRH. Typically, the TSH response to TRH stimulation is exaggerated in cases of primary hypothyroidism, absent in secondary hypothyroidism, and delayed in tertiary hypothyroidism. Most individuals with primary hyperthyroidism have TSH suppression and do not respond to TRH stimulation test with an increase in TSH over their basal value. Sick, hospitalized patients may have falsely low or transiently elevated TSH. | Serum biotin concentrations up to 1200 ng/mL do not interfere with this assay. Concentrations up to 1200 ng/mL may be present in specimens collected from patients taking extremely high doses of biotin up to 300 mg per day.(1) In a study among 54 healthy volunteers, supplementation with 20 mg/day biotin resulted in a maximum serum biotin concentration of 355 ng/mL 1 hour post-dose.(2) For assays employing antibodies, the possibility exists for interference by human anti-animal antibodies (ie, heterophile antibodies) in the patient specimen. Patients who have been regularly exposed to animals or have received immunotherapy or diagnostic procedures utilizing immunoglobulins or immunoglobulin fragments may produce antibodies (eg, human antimouse antibodies) that interfere with immunoassays. This may falsely elevate or falsely decrease the results. Interference due to extremely high titers of antibodies to analyte-specific antibodies, streptavidin, or ruthenium can occur. For diagnostic purposes, the results should always be assessed in conjunction with the patient's medical history, clinical examination, and other findings.(3) | 1. PeyroSaint Paul L, Debruyne D, Bernard D, Mock DM, Defer GL: Pharmacokinetics and pharmacodynamics of MD1003 (high-dose biotin) in the treatment of progressive multiple sclerosis. Expert Opin Drug Metab Toxicol. 2016;12(3):327-344. doi:10.1517/17425255.2016.1136288 2.Grimsey P, Frey N, Bendig G, et al: Population pharmacokinetics of exogenous biotin and the relationship between biotin serum levels and in vitro immunoassay interference. J Pharmacokinet Pharmacodyn. 2017;2(4):247-256. doi:10.4155/ipk-2017-0013 3. Package insert: TSH Reagent. Roche Diagnostics; V2, 03/2020 4. Fatourechi V, Lankarani M, Schryver PG, Vanness DJ, Long KH, Klee GG: Factors influencing clinical decisions to initiate thyroxine therapy for patients with mildly increased serum thyrotropin (5.1-10.0 mIU/L). Mayo Clin Proc. 2003;78(5):554-560. doi:10.4065/78.5.554 5. Wilson JD, Foster D, Kronenburg HM, et al: Williams Textbook of Endocrinology. 9th ed. WB Saunders Company; 1998 6. Melmed S, Polonsky KS, Larsen PR, et al: Williams Textbook of Endocrinology. 12th ed. Elsevier Saunders Company; 2011:348-414 7. Heil W, Ehrhardt V: Reference Intervals for Adults and Children 2008. 9th ed. Roche Diagnostics; 09/2009 | The cobas e immunoassay thyrotropin (TSH) method employs monoclonal antibodies specifically directed against human TSH. A biotinylated monoclonal TSH-specific antibody and a monoclonal TSH-specific antibody labeled with a ruthenium complex react to form a sandwich complex. After the addition of streptavidin-coated microparticles, the complex becomes bound to the solid phase via interaction of biotin and streptavidin. The reaction mixture is aspirated into the measuring cell where the microparticles are magnetically captured onto the surface of the electrode. Application of a voltage to the electrode then induces chemiluminescent emission, which is measured by a photomultiplier.(Package insert: Elecsys TSH. Roche Diagnostics; V2, 04/2021) | 1 to 2 days | 7 days | This test has been cleared, approved, or is exempt by the US Food and Drug Administration and is used per manufacturer's instructions. Performance characteristics were verified by Mayo Clinic in a manner consistent with CLIA requirements. | 8444384439 (if appropriate)84480 (if appropriate)86376 (if appropriate) | Thyroid Function Cascade, S | 11579-0 | STSHC | TSH, Sensitive, S | 11579-0
TTF8G | Thyroid Transcription Factor (8G7G3/1) Immunostain, Technical Component Only | Identification of thyroid or lung cells as the primary tumor site in carcinomas of unknown origin | Immunohistochemistry (IHC) | Yes | TTF1 (8G7G3/1) IHC, Tech Only | For the initial technical component only immunohistochemical (IHC) stain performed, the appropriate bill-only test ID will be reflexed and charged (IHTOI). For each additional technical component only IHC stain performed, an additional bill-only test ID will be reflexed and charged (IHTOA). | Supplies:Immunostain Technical Only Envelope (T693) Specimen Type:Tissue Container/Tube:Immunostains Technical Only Envelope Preferred:2 Unstained positively charged glass slide (25- x 75- x 1-mm) per test ordered; sections 4-microns thick. Acceptable:Formalin-fixed, paraffin-embedded tissue block |  | Thyroid transcription factor 1 (TTF1) is a nuclear protein expressed in thyroid follicular cells, type II pneumocytes, and a subset of bronchial cells. Given its relative specificity for cells of thyroid or lung origin, this immunostain is often included in a panel to identify the primary site for carcinomas of unknown origin. |  | This test does not include pathologist interpretation, only technical performance of the stain. If interpretation is required, order PATHC / Pathology Consultation for a full diagnostic evaluation or second opinion of the case. The positive and negative controls are verified as showing appropriate immunoreactivity. If a control tissue is not included on the slide, a scanned image of the relevant quality control tissue is available upon request; call 855-516-8404. Interpretation of this test should be performed in the context of the patient's clinical history and other diagnostic tests by a qualified pathologist. | Age of a cut paraffin section can affect immunoreactivity. Stability thresholds vary widely among published literature and are antigen dependent. Best practice is for paraffin sections to be cut within 6 weeks. | 1. Comperat E, Zhang F, Perrotin C, et al. Variable sensitivity and specificity of TTF-1 antibodies in lung metastatic adenocarcinoma of colorectal origin. Mod Pathol. 2005;18:1371-1376 2. Penman D, Downie I, Roberts F. Positive immunostaining for thyroid transcription factor-1 in primary and metastatic colonic adenocarcinoma: a note of caution. J Clin Pathol. 2006;59:663-664 3. Katoh R, Kawaoi A, Miyagi E, et al. Thyroid transcription factor-1 in normal, hyperplastic, and neoplastic follicular thyroid cells examined by immunohistochemistry and nonradioactive in situ hybridization. Mod Pathol. 2000;13(5):570-576 4.Magaki S, Hojat SA, Wei B, So A, Yong WH. An introduction to the performance of immunohistochemistry. Methods Mol Biol. 2019;1897:289-298. doi:10.1007/978-1-4939-8935-5_25 | Immunohistochemistry on sections of paraffin-embedded tissue.(Unpublished Mayo method) | 1 to 3 days | Until staining is complete. | This test has been cleared, approved, or is exempt by the US Food and Drug Administration and is used per manufacturer's instructions. Performance characteristics were verified by Mayo Clinic in a manner consistent with CLIA requirements. | 88342-TC, primary88341-TC, if additional IHC | TTF1 (8G7G3/1) IHC, Tech Only | Order only;no result | 70887 | TTF1 (8G7G3/1) IHC, Tech Only | Bill only; no result
TTFSP | Thyroid Transcription Factor (SPT24) Immunostain, Technical Component Only | Part of a panel of immunostains to identify the primary site for carcinomas of unknown origin | Immunohistochemistry (IHC) | Yes | TTF1 (SPT24) IHC, Tech Only | For the initial technical component only immunohistochemical (IHC) stain performed, the appropriate bill-only test ID will be reflexed and charged (IHTOI). For each additional technical component only IHC stain performed, an additional bill-only test ID will be reflexed and charged (IHTOA). | Supplies:Immunostain Technical Only Envelope (T693) Specimen Type:Tissue Container/Tube:Immunostains Technical Only Envelope Preferred:2 Unstained positively charged glass slide (25- x 75- x 1-mm) per test ordered; sections 4-microns thick. Acceptable:Formalin-fixed, paraffin-embedded tissue block |  | Thyroid transcription factor 1 (TTF1) is a nuclear protein expressed in thyroid follicular cells, type II pneumocytes, and a subset of bronchial cells. Given its relative specificity for cells of thyroid or lung origin, this immunostain is often included in a panel to identify the primary site for carcinomas of unknown origin. |  | This test does not include pathologist interpretation, only technical performance of the stain. If interpretation is required, order PATHC / Pathology Consultation for a full diagnostic evaluation or second opinion of the case. The positive and negative controls are verified as showing appropriate immunoreactivity. If a control tissue is not included on the slide, a scanned image of the relevant quality control tissue is available upon request; call 855-516-8404. Interpretation of this test should be performed in the context of the patient's clinical history and other diagnostic tests by a qualified pathologist. | Age of a cut paraffin section can affect immunoreactivity. Stability thresholds vary widely among published literature and are antigen dependent. Best practice is for paraffin sections to be cut within 6 weeks. | 1. Bejarano PA, Nikiforov YE, Swenson ES, Biddinger PW. Thyroid transcription factor-1, thyroglobulin, cytokeratin 7, and cytokeratin 20 in thyroid neoplasms. Appl Immunohistochem Mol Morphol. 2000;8(3):189-194 2. Comperat E, Zhang F, Perrotin C, et al. Variable sensitivity and specificity of TTF-1 antibodies in lung metastatic adenocarcinoma of colorectal origin. Mod Pathol. 2005;18(10):1371-1376 3. Folpe AL, Gown AM, Lamps LW, et al. Thyroid transcription factor-1: immunohistochemical evaluation in pulmonary neuroendocrine tumors. Mod Pathol. 1999;12(1):5-8 4. Matoso A, Singh K, Jacob R, et al. Comparison of thyroid transcription factor-1 expression by 2 monoclonal antibodies in pulmonary and nonpulmonary primary tumors. Appl Immunohistochem Mol Morphol. 2010;18(2):142-149 5. Yatabe Y, Mitsudomi T, Takahashi T. TTF-1 expression in pulmonary adenocarcinomas. Am J Surg Pathol. 2002;26(6):767-773 6. Magaki S, Hojat SA, Wei B, So A, Yong WH. An introduction to the performance of immunohistochemistry. Methods Mol Biol. 2019;1897:289-298. doi:10.1007/978-1-4939-8935-5_25 | Immunohistochemistry on sections of paraffin-embedded tissue.(Unpublished Mayo method) | 1 to 3 days | Until staining is complete. | This test has been cleared, approved, or is exempt by the US Food and Drug Administration and is used per manufacturer's instructions. Performance characteristics were verified by Mayo Clinic in a manner consistent with CLIA requirements. | 88342-TC, primary88341-TC, if additional IHC | TTF1 (SPT24) IHC, Tech Only | Order only;no result | 70888 | TTF1 (SPT24) IHC, Tech Only | Bill only; no result
TTFK5 | Thyroid Transcription Factor 1 (TTF1) (SPT24) and Keratin 5 (KRT5) Immunostain, Technical Component Only | Thyroid transcription factor 1aids in the classification of carcinomas of unknown origin Keratin 5 aids in the identification of squamous cell carcinoma | Immunohistochemistry (IHC) | Yes | TTF1(SPT24) + KRT5 IHC, Tech Only | For the initial technical component only immunohistochemical (IHC) stain performed, the appropriate bill-only test ID will be reflexed and charged (IHTOI). For each additional technical component only IHC stain performed, an additional bill-only test ID will be reflexed and charged (IHTOA). | Supplies:Immunostain Technical Only Envelope (T693) Specimen Type:Tissue Container/Tube:Immunostains Technical Only Envelope Preferred:2 Unstained positively charged glass slide (25- x 75- x 1-mm) per test ordered; sections 4-microns thick. Acceptable:Formalin-fixed, paraffin-embedded tissue block |  | Thyroid transcription factor 1 (TTF1) is a nuclear protein (detected by the chromogen 3,3'-diaminobenzidine) expressed in thyroid follicular cells, type II pneumocytes, and a subset of bronchial cells. Keratin 5 is a type II cytokeratin (detected by the chromogen fast red) that dimerizes with the type I cytokeratin 14 forming intermediate filaments in the basal layer of the epidermis. Keratin 5 is useful for differentiating squamous cell carcinoma (KRT5 positive) from pulmonary adenocarcinomas (KRT5 negative). This immunostain is often included in a panel to identify the primary site for carcinomas of unknown origin. |  | This test does not include pathologist interpretation, only technical performance of the stain. If interpretation is required, order PATHC / Pathology Consultation for a full diagnostic evaluation or second opinion of the case. The positive and negative controls are verified as showing appropriate immunoreactivity. If a control tissue is not included on the slide, a scanned image of the relevant quality control tissue is available upon request; call 855-516-8404. Interpretation of this test should be performed in the context of the patient's clinical history and other diagnostic tests by a qualified pathologist. | Age of a cut paraffin section can affect immunoreactivity. Stability thresholds vary widely among published literature and are antigen dependent. Best practice is for paraffin sections to be cut within 6 weeks. | 1. Kargi A, Gurel D, Tuna B. The diagnostic value of TTF-1, CK 5/6, and p63 immunostaining in classification of lung carcinomas. Appl Immunohistochem Mol Morphol. 2007;15(4):415-420 2. Whithaus K, Fukuoka J, Prihoda TJ, Jagirdar J. Evaluation of napsin A, cytokeratin 5/6, p63, and thyroid transcription factor 1 in adenocarcinoma versus squamous cell carcinoma of the lung. Arch Pathol Lab Med. 2012;136(2):155-162 3. Sterlacci W, Savic S, Schmid T, et al. Tissue-sparing application of the newly proposed IASLC/ATS/ERS classification of adenocarcinoma of the lung shows practical diagnostic and prognostic impact. Am J Clin Pathol. 2012;137(6):946-956 4. Tran L, Mattsson JS, Nodin B, et al. Various antibody clones of napsin A, thyroid transcription factor 1, and p40 and comparisons with cytokeratin 5 and p63 in histopathologic diagnostics of non-small cell lung carcinoma. Appl Immunohistochem Mol Morphol. 2016;24(9):648-659 5. Magaki S, Hojat SA, Wei B, So A, Yong WH. An introduction to the performance of immunohistochemistry. Methods Mol Biol. 2019;1897:289-298. doi:10.1007/978-1-4939-8935-5_25 | Immunohistochemistry on sections of paraffin-embedded tissue.(Unpublished Mayo method) | 1 to 3 days | Until staining is complete. | This test has been cleared, approved, or is exempt by the US Food and Drug Administration and is used per manufacturer's instructions. Performance characteristics were verified by Mayo Clinic in a manner consistent with CLIA requirements. | 88344-TC | TTF1(SPT24) + KRT5 IHC, Tech Only | Order only;no result | 70801 | TTF1(SPT24) + KRT5 IHC, Tech Only | Bill only; no result
TSH | Thyroid-Stimulating Hormone (TSH), Beta Immunostain, Technical Component Only | Part of a panel of immunostains used in the classification of pituitary adenomas | Immunohistochemistry (IHC) | Yes | Beta TSH IHC, Tech Only | For the initial technical component only immunohistochemical (IHC) stain performed, the appropriate bill-only test ID will be reflexed and charged (IHTOI). For each additional technical component only IHC stain performed, an additional bill-only test ID will be reflexed and charged (IHTOA). | Supplies: Immunostain Technical Only Envelope (T693) Specimen Type:Tissue Container/Tube:Immunostain Technical Only Envelope Preferred:2 Unstained positively charged glass slide (25- x 75- x 1-mm) per test ordered; sections 4-microns thick Acceptable:Formalin-fixed, paraffin-embedded (FFPE) tissue block |  | Thyroid-stimulating hormone (TSH) stimulates thyroid growth and production of thyroid hormones. TSH-producing cells constitute approximately 5% of the cells of the normal anterior pituitary. Antibodies to TSH are used in a panel to subclassify pituitary adenomas. |  | This test does not include pathologist interpretation; only technical performance of the stain is performed. If interpretation is required order PATHC / Pathology Consultation for a full diagnostic evaluation or second opinion of the case. The positive and negative controls are verified as showing appropriate immunoreactivity and documentation is retained at Mayo Clinic Rochester. If a control tissue is not included on the slide, a scanned image of the relevant quality control tissue is available upon request, call 855-516-8404. Interpretation of this test should be performed in the context of the patient's clinical history and other diagnostic tests by a qualified pathologist. | Age of a cut paraffin section can affect immunoreactivity. Stability thresholds vary widely among published literature and are antigen-dependent. Best practice is for paraffin sections to be cut within 6 weeks. | 1. Molitch ME. Diagnosis and Treatment of Pituitary Adenomas: A Review. JAMA. 2017;317(5):516-524. doi:10.1001/jama.2016.19699 2. Mete O, Gomez-Hernandez K, Kucharczyk W, et al. Silent subtype 3 pituitary adenomas are not always silent and represent poorly differentiated monomorphous plurihormonal Pit-1 lineage adenomas. Mod Pathol. 2016;29(2):131-142. doi:10.1038/modpathol.2015.151 3. Cossu G, Daniel RT, Pierzchala K, et al. Thyrotropin-secreting pituitary adenomas: a systematic review and meta-analysis of postoperative outcomes and management. Pituitary. 2019;22(1):79-88. doi:10.1007/s11102-018-0921-3 4. Magaki S, Hojat SA, Wei B, So A, Yong WH. An introduction to the performance of immunohistochemistry. Methods Mol Biol. 2019;1897:289-298. doi:10.1007/978-1-4939-8935-5_25 | Immunohistochemistry on sections of paraffin-embedded tissue.(Unpublished Mayo method) | 1 to 3 days | Until staining is complete. | This test has been cleared, approved, or is exempt by the US Food and Drug Administration and is used per manufacturer's instructions. Performance characteristics were verified by Mayo Clinic in a manner consistent with CLIA requirements. | 88342-TC, primary88341-TC, if additional IHC | Beta TSH IHC, Tech Only | Order only;no result | 70886 | Beta TSH IHC, Tech Only | Bill only; no result
STSH | Thyroid-Stimulating Hormone-Sensitive (s-TSH), Serum | Screening for thyroid dysfunction and detecting mild (subclinical), as well as overt, primary hypo- or hyperthyroidism in ambulatory patients Monitoring patients on thyroid replacement therapy Confirmation of thyrotropin (TSH, formerly thyroid-stimulating hormone) suppression in thyroid cancer patients on thyroxine suppression therapy Prediction of thyrotropin-releasing hormone-stimulated TSH response | Electrochemiluminescent Immunoassay | Yes | TSH, Sensitive, S | SeeThyroid Function Ordering Algorithmin Special Instructions. | Collection Container/Tube: Preferred:Serum gel Acceptable:Red top Submission Container/Tube:Plastic vial Specimen Volume:0.6 mL Collection Instructions: 1. Serum gel tubes should be centrifuged within 2 hours of collection. 2. Red-top tubes should be centrifuged, and the serum aliquoted into a plastic vial within 2 hours of collection. | 0.5 mL | Thyrotropin (TSH, formerly thyroid-stimulating hormone) is a glycoprotein hormone consisting of 2 subunits. The alpha subunit is similar to those of follicle-stimulating hormone, human chorionic gonadotropin, and luteinizing hormone. The beta subunit is different from those of the other glycoprotein hormones and confers its biochemical specificity. TSH is synthesized and secreted by the anterior pituitary in response to a negative feedback mechanism involving concentrations of free triiodothyronine and free thyroxine. Additionally, the hypothalamic tripeptide, thyrotropin-releasing hormone, directly stimulates TSH production. TSH interacts with specific cell receptors on the thyroid cell surface and gives rise to 2 main actions. First, it stimulates cell reproduction and hypertrophy. Second, it stimulates the thyroid gland to synthesize and secrete triiodothyronine and thyroxine. Serum TSH concentrations exhibit a diurnal variation with the peak occurring during the night and the nadir occurring between 10 a.m. and 4 p.m. This biological variation does not influence the interpretation of the test result since most clinical TSH measurements are performed on ambulatory patients between 8 a.m. and 6 p.m. When hypothalamic-pituitary function is normal, a log/linear inverse relationship between serum TSH and free thyroxine exists. SeeThyroid Function Ordering Algorithmin Special Instructions. | 0-5 days: 0.7-15.2 mIU/L 6 days-2 months: 0.7-11.0 mIU/L 3-11 months: 0.7-8.4 mIU/L 1-5 years: 0.7-6.0 mIU/L 6-10 years: 0.6-4.8 mIU/L 11-19 years: 0.5-4.3 mIU/L > or =20 years: 0.3-4.2 mIU/L For SI unit Reference Values, seehttps://www.mayocliniclabs.com/order-tests/si-unit-conversion.html | In primary hypothyroidism, thyrotropin (TSH, formerly thyroid-stimulating hormone) levels will be elevated. In primary hyperthyroidism, TSH levels will be low. The ability to quantitate circulating levels of TSH is important in evaluating thyroid function. It is especially useful in the differential diagnosis of primary (thyroid) from secondary (pituitary) and tertiary (hypothalamus) hypothyroidism. In primary hypothyroidism, TSH levels are significantly elevated, while in secondary and tertiary hypothyroidism, TSH levels are low or normal. Elevated or low TSH in the context of normal free thyroxine is often referred to as subclinical hypo- or hyperthyroidism, respectively. Thyrotropin-releasing hormone (TRH) stimulation differentiates all types of hypothyroidism by observing the change in patient TSH levels in response to TRH. Typically, the TSH response to TRH stimulation is exaggerated in cases of primary hypothyroidism, absent in secondary hypothyroidism, and delayed in tertiary hypothyroidism. Most individuals with primary hyperthyroidism have TSH suppression and do not respond to TRH stimulation with an increase in TSH over their basal value. Sick, hospitalized patients may have falsely low or transiently elevated TSH. | Serum biotin concentrations up to 1200 ng/mL do not interfere with this assay. Concentrations up to 1200 ng/mL may be present in specimens collected from patients taking extremely high doses of biotin up to 300 mg per day.(1) In a study among 54 healthy volunteers, supplementation with 20 mg/day biotin resulted in a maximum serum biotin concentration of 355 ng/mL 1 hour post-dose.(2) For assays employing antibodies, the possibility exists for interference by human anti-animal antibodies (ie, heterophile antibodies) in the patient specimen. Patients who have been regularly exposed to animals or have received immunotherapy or diagnostic procedures utilizing immunoglobulins or immunoglobulin fragments may produce antibodies (eg, human antimouse antibodies) that interfere with immunoassays. This may falsely elevate or falsely decrease the results. Interference due to extremely high titers of antibodies to analyte-specific antibodies, streptavidin, or ruthenium can occur. For diagnostic purposes, the results should always be assessed in conjunction with the patient's medical history, clinical examination, and other findings. | 1.Saint Paul LP, Debruyne D, Bernard D, Mock DM, Defer GL: Pharmacokinetics and pharmacodynamics of MD1003 (high-dose biotin) in the treatment of progressive multiple sclerosis. Expert Opin Drug Metab Toxicol. 2016;12(3):327-344. doi: 10.1517/17425255.2016.1136288. 2.Grimsey P, Frey N, Bendig G, et al: Population pharmacokinetics of exogenous biotin and the relationship between biotin serum levels and in vitro immunoassay interference. J Pharmacokinet Pharmacodyn. 2017;2(4),247-256 3.Fatourechi V, Lankarani M, Schryver P, Vanness D, Hall-Long K, Klee G: Factors influencing clinical decisions to initiate thyroxine therapy for patients with mildly increased serum thyrotropin (5.1-10.0 mIU/L). Mayo Clin Proc. 2003 May;78(5):554-560 4. Wilson JD, Foster DW, Kronenburg HM, Larsen PR: Williams Textbook of Endocrinology. 9th ed. Saunders Company; 1998 5. Melmed S, Polonsky KS, Larsen PR, Kronenberg H: Williams Textbook of Endocrinology. 12th ed. Saunders Company; 2011:348-414 6. Heil W, Ehrhardt V: Reference intervals for adults and children. 9th ed. Roche Diagnostics; 2009 Jul;V9.1 7. Freedman DB, Halsall D, Marshall WJ, Ellervik C:Thyroid disorders. In: Rifai N, Horvath AR, Wittwer CT: eds. Tietz Textbook of Clinical Chemistry and Molecular Diagnostics. 6th ed. Elsevier; 2018:1572-1616 | The cobas e immunoassay thyrotropin (TSH, formerly thyroid-stimulating hormone) method employs monoclonal antibodies specifically directed against human TSH. A biotinylated monoclonal TSH-specific antibody and a monoclonal TSH-specific antibody labeled with a ruthenium complex react to form a sandwich complex. After the addition of streptavidin-coated microparticles, the complex becomes bound to the solid phase via interaction of biotin and streptavidin. The reaction mixture is aspirated into the measuring cell where the microparticles are magnetically captured onto the surface of the electrode. Application of a voltage to the electrode then induces chemiluminescent emission, which is measured by a photomultiplier.(Package insert: Elecsys TSH. Roche Diagnostics; 12/2018) | Same day/1 to 2 days | 7 days | This test has been cleared, approved, or is exempt by the US Food and Drug Administration and is used per manufacturer's instructions. Performance characteristics were verified by Mayo Clinic in a manner consistent with CLIA requirements. | 84443 | TSH, Sensitive, S | 11579-0 | STSH | TSH, Sensitive, S | 11579-0
TSI | Thyroid-Stimulating Immunoglobulin, Serum | Second-order testing for autoimmune thyroid disease, including: -Differential diagnosis of etiology of thyrotoxicosis in patients with ambiguous clinical signs or contraindicated (eg, pregnant or breast-feeding) or indeterminate thyroid radioisotope scans -Diagnosis of clinically suspected Graves disease (eg, extrathyroidal manifestations of Graves disease: endocrine exophthalmos, pretibial myxedema, thyroid acropachy) but normal thyroid function tests -Determining the risk of neonatal thyrotoxicosis in a fetus of a pregnant female with active or past Graves disease -Differential diagnosis of gestational thyrotoxicosis versus first-trimester manifestation or recurrence of Graves disease -Assessing the risk of Graves disease relapse after antithyroid drug treatment A combination of TSI / Thyroid-Stimulating Immunoglobulin, Serum and THYRO / Thyrotropin Receptor Antibody, Serum is useful as an adjunct in the diagnosis of unusual cases of hypothyroidism (eg, Hashitoxicosis). | Recombinant Bioassay | Yes | Thyroid-Stimulating Immunoglob, S | Serum | Collection Container/Tube: Preferred:Red top Acceptable:Serum gel Submission Container/Tube:Plastic vial Specimen Volume:0.5 mL Collection Instructions:Centrifuge and aliquot serum into a plastic vial. | 0.3 mL | Autoimmune thyroid disease is characterized by the presence of autoantibodies against various thyroid components, namely the thyrotropin (formerly thyroid-stimulating hormone: TSH) receptor (TSHR), thyroid-peroxidase (TPO), and thyroglobulin (Tg), as well as an inflammatory cellular infiltrate of variable severity within the gland. Among the autoantibodies found in autoimmune thyroid disease, TSHR autoantibodies are most closely associated with disease pathogenesis. All forms of autoimmune thyrotoxicosis (Graves disease, hashitoxicosis, neonatal thyrotoxicosis) are caused by the production of TSHR-stimulating autoantibodies. The role of the TPO and Tg autoantibodies in either autoimmune thyrotoxicosis or autoimmune hypothyroidism is less well established; they may merely represent epiphenomena. Detectable concentrations of anti-TPO antibodies are observed in most patients with autoimmune thyroid disease (eg, Hashimoto thyroiditis, idiopathic myxedema, and Graves disease). Autoantibodies that bind and transactivate the TSHR lead to stimulation of the thyroid gland independent of the normal feedback-regulated TSH stimulation. These TSHR autoantibodies also are known as long-acting thyroid-stimulator or thyroid-stimulating immunoglobulins (TSI). Some patients with Graves disease also have TSHR-blocking antibodies, which do not transactivate the TSHR. The balance between TSI and TSHR-blocking antibodies, as well as their individual titers, are felt to be determinants of Graves disease severity. At least 20% of patients with autoimmune hypothyroidism also have evidence either of TSHR-blocking antibodies or, less commonly, TSI. TSHR autoantibodies may be found before autoimmune thyrotoxicosis becomes biochemically or clinically manifest. Since none of the treatments for Graves disease aim at the underlying disease process, but rather ablate thyroid tissue or block thyroid hormone synthesis, TSI may persist after apparent cure. TSI are IgG antibodies and can, therefore, cross the placental barrier causing neonatal thyrotoxicosis. First-order tests for autoimmune thyroid disease include TPO / Thyroperoxidase Antibodies, Serum (most suited for suspected cases of autoimmune hypothyroidism) and THYRO / Thyrotropin Receptor Antibody, Serum. Thyrotropin receptor antibody (TSHR-antibody) is a binding assay that detects both TSI and TSHR-blocking autoantibodies; it can be used instead of this TSI assay for most applications, as long as the results are interpreted in the clinical context. The TSHR-antibody test has a shorter turnaround time than the TSI assay, is less expensive, and if interpreted within the clinical context, has excellent correlation with the TSI assay. Specific detection of TSI is accomplished by this second-order bioassay. | < or =1.3 TSI index Reference values apply to all ages. | The sensitivity and specificity of an elevated thyroid-stimulating immunoglobulins (TSI) index for Graves disease diagnosis depends on whether patients have clinically active, untreated disease or disease treated with antithyroid drugs. Using a TSI index of 1.3 as the cutoff level in newly diagnosed, untreated patients, the sensitivity and specificity are higher than 90%. For a higher cutoff of 1.8, specificity approaches 100%, but sensitivity decreases somewhat. In patients with inactive or treated Graves disease the specificity is similar, while sensitivity is lower, ranging from 50% to 80%. Significant neonatal thyrotoxicosis is likely if a pregnant woman with a history of Graves disease has a TSI index above 3.9 during the last trimester, regardless of her remission status. Lesser elevations are only occasionally associated with neonatal thyrotoxicosis. This is particularly relevant for women who have previously undergone thyroid-ablative therapy or are on active antithyroid drug treatment and therefore, no longer display biochemical or clinical evidence of thyrotoxicosis. Gestational thyrotoxicosis, which is believed to be due to a combination of human chorionic gonadotropin cross-reactivity on the thyrotropin receptor (TSHR) and transient changes in thyroid hormone protein binding, is not associated with an elevated TSI index. Finding an elevated TSI index in this setting suggests underlying Graves disease. An elevated TSI index at the conclusion of a course of anti-thyroid drug treatment is highly predictive of relapse of Graves disease. However, the converse, a normal TSI index, is not predictive of prolonged remission. In patients with thyroid function tests that fluctuate between hypo- and hyperthyroidism or vice versa, a clearly elevated TSHR-antibody level (>25%) and a simultaneous TSI index that is normal or only minimally elevated (1.3-1.8) suggest a diagnosis of possible Hashitoxicosis. | Positive results are strongly indicative of Graves disease but do not always correlate with the presence and severity of hyperthyroidism. Patients with Hashimoto disease may have an elevated thyroid-stimulating immunoglobulins (TSI) index, which can be above 1.8. A TSI index of above 1.3 and less than or equal to 1.8 also is occasionally observed in various other thyroid disorders, including nodular goiter, and subacute thyroiditis. | 1. Grebe SKG. Thyroid disease. In: King RA, Rotter JI, Motulsky AG, eds. The Genetic Basis of Common Diseases. 2nd ed. Oxford University Press; 2002:397-430 2. Ross DS, Burch HB, Cooper DS, et al. 2016 American Thyroid Association Guidelines for Diagnosis and Management of Hyperthyroidism and Other Causes of Thyrotoxicosis. Thyroid. 2016;26(10):1343-1421. doi:10.1089/thy.2016.0229 3. Kahaly GJ, Bartalena L, Hegedus L, Leenhardt L, Poppe K, Pearce SH. 2018 European Thyroid Association Guideline for the Management of Graves' Hyperthyroidism. Eur Thyroid J. 2018;7(4):167-186 4. Lytton SD, Schluter A, Banga PJ. Functional diagnostics for thyrotropin hormone receptor autoantibodies: bioassays prevail over binding assays. Front Biosci (Landmark Ed). 2018;23(11):2028-2043 5. De Leo S, Pearce EN. Autoimmune thyroid disease during pregnancy. Lancet Diabetes Endocrinol. 2018;6(7):575-586 6. Stan MN, Algeciras-Schimnich A, Murthy V, Thapa P, Araki N. Diagnostic utility of a new assay for thyroid stimulating immunoglobulins in Graves' disease and thyroid eye disease. Thyroid. 2022;32(2):170-176. doi:10.1089/thy.2021.0299 | This bioassay compares the cyclic adenosine monophosphate (cAMP) production of thyrotropin (TSH)-responsive cells upon exposure to patient serum with that obtained in the same cells after exposure to normal control serum. The assay uses Chinese hamster ovary cells that have been permanently transfected with the human TSH receptor (TSHR) and a luciferase expression construct under the control of a cAMP responsive promoter. Luciferase transcription in these cells is proportional to the concentration of intracellular cAMP. The cells are grown to near confluence. An aliquot of cells is then incubated with each diluted patient serum. Cells are lysed at the end of incubation, luciferase substrate is added, and chemiluminescence is measured in a luminometer. The ratio of the light-units produced in the cell-lysate exposed to patient serum divided by a control cell-lysate light-signal is the TSI index.(Preissner CM, Wolhuter PJ, Sistrunk JW, Homburger HA, Morris JC III. Comparison of thyrotropin-receptor antibodies measured by four commercially available methods with a bioassay that uses Fisher-rat thyroid cells. Clin Chem. 2003;49(8):1402-1404; package insert: Thyroid Stimulating Immunoglobulin Assay. Diagnostic Hybrids; PI4035011EN00, 10/2020) | 2 to 6 days | 3 months | This test has been cleared, approved, or is exempt by the US Food and Drug Administration and is used per manufacturer's instructions. Performance characteristics were verified by Mayo Clinic in a manner consistent with CLIA requirements. | 84445 | Thyroid-Stimulating Immunoglob, S | 30567-2 | 8634 | Thyroid-Stimulating Immunoglob, S | 30567-2
TPO | Thyroperoxidase Antibodies, Serum | Aiding in the diagnosis of thyroid autoimmune disorders Differentiating thyroid autoimmune disorders from nonautoimmune goiter or hypothyroidism As a diagnostic tool in deciding whether to treat a patient who has subclinical hypothyroidism | Chemiluminometric Immunoassay | Yes | Thyroperoxidase Ab, S | For more information, seeThyroid Function Ordering Algorithm | Patient Preparation: For 12 hours before specimen collection do nottake multivitamins or dietary supplements containing biotin (vitamin B7), which is commonly found in hair, skin, and nail supplements and multivitamins. Supplies:Sarstedt 5 mL Aliquot Tube (T914) Collection Container/Tube:Red top Submission Container/Tube:Plastic vial Specimen Volume:0.6 mL Collection Instructions:Centrifuge and aliquot serum into plastic vial within 2 hours of collection. | 0.5 mL | Thyroperoxidase (TPO) is an enzyme involved in thyroid hormone synthesis, catalyzing the oxidation of iodide on tyrosine residues in thyroglobulin for the synthesis of triiodothyronine and thyroxine (tetraiodothyronine). TPO is a membrane-associated hemo-glycoprotein expressed only in thyrocytes and is one of the most important thyroid gland antigens. Disorders of the thyroid gland are frequently caused by autoimmune mechanisms with the production of autoantibodies. Anti-TPO antibodies activate complement and are thought to be significantly involved in thyroid dysfunction and the pathogenesis of hypothyroidism. The determination of TPO antibody levels is the most sensitive test for detecting autoimmune thyroid disease (eg, Hashimoto thyroiditis, idiopathic myxedema, and Graves disease), and detectable concentrations of anti-TPO antibodies are observed in most patients with these disorders. The highest TPO antibody levels are observed in patients suffering from Hashimoto thyroiditis. In this disease, the prevalence of TPO antibodies is about 90% of cases, confirming the autoimmune origin of the disease. These autoantibodies also frequently occur (60%-80%) in the course of Graves disease. In patients with subclinical hypothyroidism, the presence of TPO antibodies is associated with an increased risk of developing overt hypothyroidism. Many clinical endocrinologists use the TPO antibody test as a diagnostic tool in deciding whether to treat a patient with subclinical hypothyroidism, and Mayo Clinic Laboratories endorses this practice. For more information, seeThyroid Function Ordering Algorithm. | <9.0 IU/mL Reference values apply to all ages. | Values above 9.0 IU/mL generally are associated with autoimmune thyroiditis, but elevations are also seen in other autoimmune diseases. In patients with subclinical hypothyroidism, the presence of thyroperoxidase (TPO) antibodies predicts a higher risk of developing overt hypothyroidism, 4.3% per year versus 2.1% per year in antibody-negative individuals. Furthermore, it raises the concern that such patients may be at increased risk of developing other autoimmune diseases, such as adrenal insufficiency and type 1 diabetes. The frequency of detectable anti-TPO observed in nonimmune thyroid disease is similar to the 10% to 12% observed in a healthy population with normal thyroid function. There is a good association between the presence of autoantibodies against TPO and histological thyroiditis. However, in view of the extensive regenerative capacity of the thyroid under the influence of thyrotropin, chronic thyroid disease may be present for years before the clinical manifestation of hypothyroidism becomes evident, if ever. | Moderately increased levels of thyroperoxidase antibodies may be found in patients with a non-thyroid autoimmune disease such as pernicious anemia, type I diabetes, or other disorders that activate the immune system. Some patients who have been exposed to animal antigens, either in the environment or as part of treatment or imaging procedure, may have circulating anti-animal antibodies present. These antibodies may interfere with the assay reagents to produce unreliable results. | 1. Feldt-Rasmussen U: Analytical and clinical performance goals for testing autoantibodies to thyroperoxidase, thyroglobulin, and thyrotropin receptor. Clin Chem. 1996 Jan;42(1):160-163 2. Gharib H, Tuttle RM, Baskin HJ, et al: Consensus Statement #1: Subclinical thyroid dysfunction: a joint statement on management from the American Association of Clinical Endocrinologists, the American Thyroid Association, and the Endocrine Society. Thyroid. 2005 Jan;15(1):24-28. doi: 10.1089/thy.2005.15.24 3. Freedman DB, Halsall D, Marshall WJ, Ellervik C: Thyroid disorders. In: Rifai N, Horvath AR, Wittwer CT: eds. Tietz Textbook of Clinical Chemistry and Molecular Diagnostics. 6th ed. Elsevier; 2018:1572-1616 | The Access thyroperoxidase (TPO) antibody assay is a sequential 2-step immunoenzymatic (sandwich) assay. A sample is added to a reaction vessel with paramagnetic particles coated with thyroperoxidase protein. The serum TPO antibody binds to the thyroperoxidase. After incubation in a reaction vessel, materials bound to the solid phase are held in a magnetic field while unbound materials are washed away. Protein A-alkaline phosphatase conjugate is added and binds to the TPO antibody. After the second incubation, materials bound to the solid phase are held in a magnetic field while unbound materials are washed away. The chemiluminescent substrate Lumi-Phos 530 is added to the vessel and light generated by the reaction is measured with a luminometer. The light production is directly proportional to the concentration of TPO antibody in the sample. The amount of analyte in the sample is determined from a stored, multipoint calibration curve. The analyte in the calibrator is traceable to international standard WHO 66/387.(Package insert: TPO antibody. Beckman Coulter, Inc; 06/2020) | 1 to 3 days | 2 weeks | This test has been cleared, approved, or is exempt by the US Food and Drug Administration and is used per manufacturer's instructions. Performance characteristics were verified by Mayo Clinic in a manner consistent with CLIA requirements. | 86376 | Thyroperoxidase Ab, S | 8099-4 | TPO | Thyroperoxidase Ab, S | 8099-4
THYRO | Thyrotropin Receptor Antibody, Serum | Recommended first-line test for detection of thyrotropin receptor antibodies The following situations: -Differential diagnosis of etiology of thyrotoxicosis in patients with ambiguous clinical findings and/or contraindicated (eg, pregnant or breast-feeding) or nondiagnostic thyroid radioisotope scans -Diagnosing clinically suspected Graves disease (GD) (eg, extrathyroidal manifestation of GD include endocrine exophthalmos, pretibial myxedema, thyroid acropachy) in patients with normal thyroid function tests -Determining the risk of neonatal thyrotoxicosis in a fetus of a pregnant female with active or past active GD -Differential diagnosis of gestational thyrotoxicosis versus first trimester manifestation or recurrence of GD -Assessing the risk of GD relapse after antithyroid drug treatment | Electrochemiluminescence Immunoassay | Yes | Thyrotropin Receptor Ab, S | Serum | Patient Preparation: 1.For 12 hours before specimen collection do nottake multivitamins or dietary supplements containing biotin (vitamin B7), which is commonly found in hair, skin, and nail supplements and multivitamins. 2. Patient should not be receiving heparin treatment. Collection Container/Tube: Preferred:Serum gel Acceptable:Red top Submission Container/Tube:Plastic vial Specimen Volume:1 mL Collection Instructions:Centrifuge and aliquot serum into a plastic vial. | 0.75 mL | Autoimmune thyroid disease is characterized by the presence of autoantibodies against various thyroid components, namely the thyrotropin receptor, thyroid peroxidase, and thyroglobulin, as well as by an inflammatory cellular infiltrate of variable severity within the gland. Among the autoantibodies found in autoimmune thyroid disease, thyrotropin receptor autoantibodies (TRAb) are most closely associated with disease pathogenesis. All forms of autoimmune thyrotoxicosis (Graves disease [GD], Hashitoxicosis, neonatal thyrotoxicosis) are caused by the production of stimulating TRAb-. These autoantibodies, also known as long-acting-thyroid-stimulators or thyroid-stimulating immunoglobulins (TSI), bind to the receptor and transactivate it, leading to stimulation of the thyroid gland independent of the normal feedback-regulated thyrotropin stimulation. Some patients with GD also have TRAb that do not transactivate the thyrotropin receptor. The balance between stimulating and blocking antibodies, as well as their individual titers, is felt to be a determinant of GD severity. Some patients with autoimmune hypothyroidism also have evidence of either blocking TRAb or, rarely, TSI. TRAb may be detected before autoimmune thyrotoxicosis becomes biochemically or clinically manifest. Since none of the treatments for GD are aimed at the underlying disease process but rather ablate thyroid tissue or block thyroid hormone synthesis, TSI may persist after apparent clinical cure. This is of particular relevance for pregnant women with a history of GD that was treated with thyroid-ablative therapy. Some of these women may continue to produce TSI. Since TSI are IgG antibodies, they can cross the placental barrier causing neonatal thyrotoxicosis. While the gold standard for thyroid-stimulating immunoglobulins is the bioassay (see TSI / Thyroid-Stimulating Immunoglobulin, Serum), the TRAb test has a shorter turnaround time, less analytical variability, and is less expensive. | < or =1.75 IU/L | The sensitivity and specificity of an elevated thyrotropin receptor antibody (TRAb) test for Graves disease (GD) diagnosis depends on whether patients have disease treated with antithyroid drugs or clinically active, untreated disease. Based on a study that included specimens from 436 apparently healthy individuals, 210 patients with thyroid diseases without diagnosis of GD, and 102 patients with untreated GD, a decision limit of 1.75 IU/L showed a sensitivity of 97% and a specificity of 99% for detection of GD.(1) In healthy individuals and in patients with thyroid disease without diagnosis of GD, the upper limit of antithyrotropin receptor values are 1.22 IU/L and 1.58 IU/L, respectively (97.5th percentiles). A Mayo study of 115 patients, including 42 patients with GD, showed a sensitivity of 95% and a specificity of 97% for detection of GD at a decision limit of 1.75 IU/L. Assessment of TRAb status is particularly relevant in women who have undergone thyroid ablative therapy or are on active antithyroid treatment and, therefore, no longer display biochemical or clinical evidence of thyrotoxicosis. Significant neonatal thyrotoxicosis is likely if a pregnant woman with a history of GD has TRAb concentrations of more than 3.25 IU/L during the last trimester, regardless of her clinical remission status. Lesser elevations are only occasionally associated with neonatal thyrotoxicosis. Gestational thyrotoxicosis, which is believed to be due to a combination of human chorionic gonadotropin cross-reactivity on the thyrotropin receptor and transient changes in thyroid hormone protein binding, is only very rarely associated with an elevated TRAb test. Finding an elevated test result in this setting usually suggests underlying GD. An elevated TRAb test at the conclusion of a course of antithyroid drug treatment is highly predictive of relapse of GD. However, the converse, a normal TRAb test, is not predictive of prolonged remission. | In rare cases, some individuals can develop antibodies to mouse or other animal antibodies (often referred to as human anti-mouse antibodies [HAMA] or heterophile antibodies), which may cause interference in some immunoassays. The presence of antibodies to streptavidin or ruthenium can also rarely occur and may also interfere in this assay. Caution should be used in interpretation of results, and the laboratory should be alerted if the result does not correlate with the clinical presentation. | 1. Schott M, Hermsen D, Broecker-Preuss M, et al: Clinical value of the first automated TSH receptor autoantibody assay for the diagnosis of Graves disease: an international multicentre trial. Clin Endocrinol (Oxf). 2009 Oct;71(4):566-573 2. Hermsen D, Broecker-Preuss M, Casati M, et al: Technical evaluation of the first fully automated assay for the detection of TSH receptor autoantibodies. Clin Chim Acta. 2009 Mar;401(1-2):84-89 3. Diana T, Olivo PD, Kahaly GJ:Thyrotropin receptor blocking antibodies. Horm Metab Res.2018 Dec;50(12):853-862 4.Kotwal A, Stan M:Thyrotropin receptor antibodies-an overview. Ophthalmic Plast Reconstr Surg. 2018 Jul/Aug; 34(4S Supple 1) S20-S27 | The Roche TSH/thyrotropin receptor antibody (TRAb) assay is a competitive assay using electrochemiluminescence detection. Patient sample is treated with a reagent buffer consisting of a pre-formed immunocomplex of solubilized porcine thyrotropin (TSH) receptor and biotinylated anti-porcine TSH receptor mouse monoclonal antibody. TRAb in the patient's sample are allowed to interact with the TSH receptor complex. After addition of streptavidin-coated microparticles and a human thyroid-stimulating monoclonal autoantibody (M22) labeled with a ruthenium complex, bound TRAb are detected by their ability to inhibit the binding of labeled M22. The entire complex becomes bound to the solid phase via interaction of biotin and streptavidin. This reaction mixture is aspirated into a measuring cell where the bound microparticles are captured onto the electrode surface and unbound substances are removed. Voltage is applied to the electrode inducing a chemiluminescent emission, which is then measured against a calibration curve to determine the amount of thyrotropin receptor antibody in the patient specimen.(Package insert: Elecsys Anti-TSHR. Roche Diagnostics; V 1.0 English, 09/2020) | 1 to 3 days | 2 weeks | This test has been cleared, approved, or is exempt by the US Food and Drug Administration and is used per manufacturer's instructions. Performance characteristics were verified by Mayo Clinic in a manner consistent with CLIA requirements. | 83520 | Thyrotropin Receptor Ab, S | 5385-0 | THYRO | Thyrotropin Receptor Ab, S | 5385-0
TBGI | Thyroxine-Binding Globulin (TBG), Serum | Cases in which total thyroid hormone levels do not correlate with the thyrometabolic status, most commonly with pregnancy or the use of contraceptive steroids | Solid-Phase Chemiluminescent Assay | Yes | Thyroxine Binding Globulin, S | Serum | Patient Preparation:For 12 hours before specimen collection, do nottake multivitamins or dietary supplements containing biotin (vitamin B7), which is commonly found in hair, skin, and nail supplements and multivitamins. Collection Container/Tube: Preferred:Red top Acceptable:Serum gel Submission Container/Tube:Plastic vial Specimen Volume:0.5 mL Collection Instructions:Centrifuge and aliquot serum into a plastic vial. | 0.35 mL | Thyroxine binding globulin (TBG) is the high-affinity serum binding protein for thyroxine and triiodothyronine. Normally, the thyroid adjusts to changing concentrations of TBG by producing more, or less, thyroid hormone to maintain a constant level of metabolically important free hormone. Elevated TBG levels are associated with influences such as pregnancy, genetic predisposition, oral contraceptives, and estrogen therapy. TBG levels can decrease with androgenic or anabolic steroids, large doses of glucocorticoids, hypoproteinemic states, liver disease, nephrotic syndrome, and congenital TBG variants. | Males: 12-26 mcg/mL Females: 11-27 mcg/mL For International System of Units (SI) conversion for Reference Values, seewww.mayocliniclabs.com/order-tests/si-unit-conversion.html | A change in thyroxine-binding globulin (TBG) concentration may be of hereditary, pathophysiologic, or pharmacologic origin. The TBG concentration indicates whether an abnormally high or low total thyroid hormone concentration is offset by a parallel increase or decrease in TBG concentration. In TBG deficiency, one may find euthyroid patients with extremely low total thyroxine (T4) values. Conversely, patients with high TBG levels may be clinically euthyroid with high serum total T4 values. Twenty-four specimens obtained during various stages of pregnancy yielded results ranging from 27 to 66 mcg/mL with a median of 43 mcg/mL. The literature suggests 47 to 59 mcg/mL as the range of TBG values expected during the third trimester of pregnancy. | Females using estrogen-based contraception may exceed thereference range. | 1. Burtis CA, Ashwood ER, Bruns DE eds. Tietz Textbook of Clinical Chemistry and Molecular Diagnostics. 4th ed. Elsevier; 2006:2053-2095 2. Wenzel KW: Pharmacological interference with in vitro tests of thyroid function. Metabolism. 1981;30:717-732 3. Mimoto MS, Refetoff S. Clinical recognition and evaluation of patients with inherited serum thyroid hormone-binding protein mutations. J Endocrinol Invest. 2020;43(1):31-41. doi: 10.1007/s40618-019-01084-9 4. Pappa T, Ferrara AM, Refetoff S. Inherited defects of thyroxine-binding proteins. Best Pract Res Clin Endocrinol Metab. 2015;29(5):735-747 | The IMMULITE 2000 TBG (thyroxine-binding globulin) is a solid-phase chemiluminescent immunoassay. The solid phase, a polystyrene bead, is coated with a monoclonal antibody specific for TBG. The patient sample and alkaline phosphate-conjugated TBG are added and incubated. During this time, TBG in the sample competes with the enzyme-labeled TBG for a limited number of antibody binding sites on the bead. Unbound enzyme conjugate is removed by washing and the chemiluminescent substrate is added. The substrate, a phosphate ester of adamantyl dixetane, undergoes hydrolysis in the presence of alkaline phosphatase to yield an unstable intermediate. The continuous production of the intermediate results in the sustained emission of light. The photon output is inversely proportional to the concentration of the TBG in the sample.(Package insert: IMMULITE 2000 TBG PIL2KTB-16. Siemens Medical Solutions; 03/15/2018) | 1 to 3 days | 2 weeks | This test has been cleared, approved, or is exempt by the US Food and Drug Administration and is used per manufacturer's instructions. Performance characteristics were verified by Mayo Clinic in a manner consistent with CLIA requirements. | 84442 | Thyroxine Binding Globulin, S | 3021-3 | TBGI | Thyroxine Binding Globulin, S | 3021-3
T4BPE | Thyroxine-Binding Protein Electrophoresis, Serum | Explaining unusual thyroxine (T4), free T4, and thyroxine-binding globulin (TBG) test results that do not correlate with the patientâ€™s clinical presentation Detecting the presence of aberrant thyroxine-binding proteins such as abnormal forms of albumin and prealbumin Detecting selective deficiency of one of the thyroxine-binding proteins Detecting antibodies to T4 An adjunct to the diagnosis of patients with high T4 concentration due to peripheral hormone resistance by ruling out thyroxine-binding abnormalities | TBPE: Electrophoresis T4: Electrochemiluminescence Immunoassay | Yes | Thyroxine-Binding Protein Electro | Serum | Patient Preparation: For 12 hours before specimen collection, do nottake multivitamins or dietary supplements containing biotin (vitamin B7), which is commonly found in hair, skin, and nail supplements and multivitamins. CollectionContainer/Tube: Preferred:Serum gel Acceptable:Red top Submission Container/Tube:Plastic vial Specimen Volume:1.6 mL Collection Instructions: Centrifuge and aliquot serum into a plastic vial. | 0.8 mL | Normally, almost all thyroxine (99.5%) is bound to thyroxine-binding globulin, prealbumin, and albumin. Deficiencies and aberrant forms of these binding proteins can occur, causing difficulties interpreting thyroid function test results. Such abnormalities may be identified by thyroxine-binding protein electrophoresis. | THYROXINE-BINDING PROTEIN ELECTROPHORESIS: 10.3-24.9 mcg T4/dL bound tothyroxine-binding globulin 11.5-34.1 mcg T4/dL bound to albumin 48.8-70.4 mcg T4/dL bound to prealbumin T4 (THYROXINE), TOTAL ONLY: Adult (> or =20 years): 4.5-11.7 mcg/dL Pediatric: 0-5 days: 5.0-18.5 mcg/dL 6 days-2 months: 5.4-17.0 mcg/dL 3-11 months: 5.7-16.0 mcg/dL 1-5 years: 6.0-14.7 mcg/dL 6-10 years: 6.0-13.8 mcg/dL 11-19 years: 5.9-13.2 mcg/dL | An interpretive comment will be provided based on the total thyroxine concentration and the thyroxine binding protein profile observed on the electrophoresis. | Thyroxine-binding globulin values may be elevated in women taking estrogens and during pregnancy. In rare cases, some individuals can develop antibodies to mouse or other animal antibodies (often referred to as human anti-mouse antibodies [HAMA] or heterophile antibodies), which may cause interference in some immunoassays. Caution should be used in interpretation of results and the laboratory should be alerted if the result does not correlate with the clinical presentation. | 1. Hay ID, Klee GG: Thyroid dysfunction. Endocrinol Metab Clin North Am. 1988 Sep;17(3):473-509 2. Bartalena L, Robbins J: Thyroid hormone transport proteins. Clin Lab Med. 1993 Sep;13(3):583-598 3. Mimoto MS, Refetoff S: Clinical recognition and evaluation of patients with inherited serum thyroid hormone-binding protein mutations. J Endocrinol Invest. 2020 Jan;43(1):31-41. doi: 10.1007/s40618-019-01084-9 4.Pappa T, Ferrara AM, Refetoff S: Inherited defects of thyroxine-binding proteins. Best Pract Res Clin Endocrinol Metab. 2015 Oct;29(5):735-747 | Thyroxine-binding protein electrophoresis: Radioactive (125)I-thyroxine (T4) is incubated with patient serum, the mixture is electrophoresed on polyacrylamide gel, and the profile of binding proteins is quantitated by counting the radioactivity in slices of the gel. The binding proteins are separated by both charge and size with prealbumin on the anode side followed by albumin and thyroxine-binding globulin (TBG). Gamma globulin remains at the origin, and free T4 migrates between albumin and prealbumin. The concentration of (125)I-T4 added will saturate TBG but not the other T4-binders. The binding is expressed as thyroxine-binding capacity at 100 mcg T4/dL serum.(Unpublished Mayo method). T4: The Roche T4 assay is a competitive assay using electrochemiluminescence detection. Bound T4 is released from binding proteins by 8-anilino-1-naphthalene sulfonic acid (ANS). Patient specimen is incubated with sheep polyclonal anti-T4 antibody labeled with ruthenium. Streptavidin-coated microparticles and biotinylated T4 are added for a second incubation during which the still free binding sites of the labeled antibody become occupied. The resulting immunocomplex becomes bound to the solid phase by interaction of biotin and streptavidin. The reaction mixture is aspirated into the measuring cell where the microparticles are magnetically captured onto the surface of the electrode. Unbound substances are then removed and application of a voltage to the electrode induces the electrochemiluminescent emission. This signal is measured against a calibration curve to determine patient results.(Package insert: Elecsys T4. Roche Diagnostics; V 2.0 English 03/2020) | 29 to 35 days | 90 days | This test was developed and its performance characteristics determined by Mayo Clinic in a manner consistent with CLIA requirements. It has not been cleared or approved by the US Food and Drug Administration. | 8443682664 | Thyroxine-Binding Protein Electro | 48073-1 | 3345 | Comment | 50681-6
FGTIA | Tiagabine (Gabitril), Serum |  | Liquid Chromatography/Tandem Mass Spectrometry (LC/MS/MS) | Yes | Tiagabine (Gabitril), S | Serum Red | Draw blood in a plain red-top tube(s), serum gel tube is not acceptable. Spin down and send 3 mL of serum refrigerated in a plastic vial. | 0.6 mL |  | Report Limit:5.0 ng/mL Reference Range:<235.0 ng/mL Therapeutic and toxic ranges have not been established. Peak concentrations are expected at 45 minutes post dose; steady state is generally attained within 2 days. Observed tiagabine concentrations in clinical trials (30 – 56 mg/day): <1 – 234 ng/mL. Measured tiagabine concentrations, post marketing (95% confidence interval): 0 – 440 ng/mL. Note: The 95% confidence interval for tiagabine concentrations determined by MEDTOX Laboratories will be updated periodically as more information becomes available. |  |  |  |  | 2 to 6 days |  |  | 80199 | Tiagabine (Gabitril), S | 21565-7 | Z4403 | Tiagabine | 21565-7
STICK | Tick-Borne Antibodies, Modified 2-Tier, ELISA, Serum | Evaluation of the most common tick-borne diseases found in the United States, including Lyme disease, human monocytic and granulocytic ehrlichiosis, and babesiosis using the modified 2-tier testing algorithm approach Evaluation of patients with a history of, or suspected, tick exposure who are presenting with fever, myalgia, headache, nausea, and other nonspecific symptoms Sero-epidemiological surveys of the prevalence of the infection in certain populations Diagnosis of Lyme disease | ANAP, EHRC, BABG: Immunofluorescence Assay (IFA) SLYME: Enzyme-Linked Immunosorbent Assay (ELISA) | Yes | Tick-Borne Abs w/ Lyme MTTTA, S | If the Lyme antibody result is positive or equivocal, then Lyme disease antibody confirmation will be performed at an additional charge. | Supplies:Sarstedt Aliquot Tube 5 mL (T914) Collection Container/Tube: Preferred:Serum gel Acceptable:Red top Submission Container/Tube:Plastic vial Specimen Volume:1.35 mL Collection Instructions:Centrifuge and aliquot serum into a plastic vial. | 1.1 mL | In North America, ticks are the primary vectors of infectious diseases.(1) Worldwide, ticks rank second only to mosquitoes in disease transmission. In the United States, tick-borne diseases include Lyme disease, RockyMountain spotted fever, human monocytic and granulocytic ehrlichiosis, babesiosis, tularemia, relapsing fever, and Colorado tick fever. Symptoms of the various tick-vectored diseases range from mild to life-threatening and significantly overlap. Early symptoms, which include fever, aches, and malaise, do not aid in distinguishing the various diseases. Because early treatment can minimize or eliminate the risk of severe disease, early detection is essential, yet patients may not have developed distinctive symptoms to help in the differential diagnosis. A tick-borne panel can assist in identifying the pathogen, allowing treatment to be initiated. For information on the specific diseases, see the individual test IDs. | Anaplasma phagocytophilumANTIBODY, IgG <1:64 Reference values apply to all ages. Ehrlichia chaffeensis(HME) ANTIBODY, IgG <1:64 Reference values apply to all ages. Babesia microtiIgGANTIBODIES <1:64 Reference values apply to all ages. LYME ANTIBODY Negative Reference values apply to all ages. | Anaplasma phagocytophilum: A positive immunofluorescence assay (titer > or =1:64) suggests current or previous infection. In general, the higher the titer, the more likely the patient has an active infection. Four-fold rises in titer also indicate active infection. Previous episodes of ehrlichiosis may produce a positive serology although antibody levels decline significantly during the year following infection. Ehrlichia chaffeensis: A positive immunofluorescence assay (titer > or =1:64) suggests current or previous infection. In general, the higher the titer, the more likely the patient has an active infection. Four-fold rises in titer also indicate active infection. Previous episodes of ehrlichiosis may produce a positive serology although antibody levels decline significantly during the year following infection. Babesia microti: A positive result of an indirect fluorescent antibody test (titer > or =1:64) suggests current or previous infection withBabesia microti. In general, the higher the titer, the more likely it is that the patient has an active infection. Patients with documented infections have usually had titers ranging from 1:320 to 1:2560. Lyme disease: Negative: Negative for antibodies toBorrelia (Borreliella)species causing Lyme disease. Negative results may occur in patients recently infected (< or =14 days) withBorrelia burgdorferi. If recent infection is suspected, repeat testing on a new sample collected in 7 to 14 days is recommended. Equivocal or Positive: Not diagnostic. Supplemental testing in accordance with the modified two-tiered testing algorithm for Lyme disease has been ordered by reflex. | Anaplasma phagocytophilum: Serology for IgG may be negative during the acute phase of infection (<7 days post-symptom onset), during which time detection using targeted nucleic acid amplification testing (eg, polymerase chain reaction: PCR) is recommended. Detectable IgG-class antibodies typically appear within 7 to 10 days post-symptom onset. IgG-class antibodies may remain detectable to months to years following prior infection. Therefore, a single time point-positive titer needs to be interpreted alongside other findings to differentiate recent versus past infection. Other members of theEhrlichiagenus (eg,Ehrlichia ewingii) may not be detected by this assay. Ehrlichia chaffeensis: Serology for IgG may be negative during the acute phase of infection (<7 days post symptom onset), during which time detection using targeted nucleic acid amplification testing (eg, PCR) is recommended. Detectable IgG-class antibodies typically appear within 7 to 10 days post symptom onset. IgG-class antibodies may remain detectable for months to years following prior infection. Therefore, a single time point-positive titer needs to be interpreted alongside other findings to differentiate recent versus past infection. Other members of theEhrlichiagenus (eg,E ewingii) may not be detected by this assay. Babesia microti: Previous episodes of babesiosis may produce a positive serologic result. In selected cases, documentation of infection may be attempted by animal inoculation or PCR methods (LBAB /Babesiaspecies, Molecular Detection, PCR, Blood) Performance characteristics have not been established for the following specimen characteristics: -Lipemic -Hemolyzed Lyme disease: A negative result does not exclude the possibility of infection with Lyme disease causingBorreliaspecies. Patients in the early stages of Lyme disease and those who have been treated with antibiotics may not exhibit detectable antibody titers. Patients with clinical history, signs, or symptoms suggestive of Lyme disease should be retested in 2 to 4 weeks in the event that the initial test result is negative. A positive result is not definitive evidence of infection withBorrelia burgdorferi. It is possible that other disease conditions may produce artifactual reactivity in the assay (eg, infectious mononucleosis, syphilis). All equivocal or positive results should be supplemented immunoblot testing for IgM- and IgG-class antibodies in accordance with Centers for Disease Control and Prevention and the Association of State and Territorial Public Health Laboratory. Directors (CDC/ASTPHLD) recommendations. Patients infected with other members of theB burgdorferisensu lato complex, includingB garinii,B afzelii, andB mayoniiwill be detected by this assay; however, they cannot be differentiated. This test should not be performed as a screening procedure for the general population. The predictive value of a positive or negative result depends on the prevalence of analyte (antibodies present to VlsE1 and pepC10 antigens) in a given population. Testing should only be performed when clinical evidence suggests the diagnosis ofBorreliainfection or related etiological conditions observed by the physician. Lyme serology should not be used for treatment monitoring as IgG can remain for years post-resolution of infection. Instead, monitoring resolution of symptoms in response to treatment is recommended. | 1.Centers for Disease Control and Prevention (CDC). Tick-borne diseases of the United States: A Reference Manual for Health Care Providers. 5th ed. CDC; 2018. Available at www.cdc.gov/ticks/tickbornediseases/index.html 2. Mathieu ME, Wilson BB: Ticks (including tick paralysis). In: Mandell GL, Bennett JE, Dolin R, eds: Mandell, Douglas, and Bennett's Principles and Practice of Infectious Diseases. Vol 1. 5th ed. Churchill Livingston; 2000:2980-2983 3.Theel ES: The past, present and (possible) future of serologic testing for Lyme disease. J Clin Microbiol. 2016;54(5):1191-1196. doi: 10.1128/JCM.03394-15. 4. Dattwyler RJ: Lyme borreliosis: an overview of clinical manifestations. Lab Med. 1990;21:290-292. doi: 10.3390/healthcare6030104. 5. Schwan TG, Burgdorfer W, Rosa PA:Borrelia. In: Murray PR, ed: Manual of Clinical Microbiology. 7th ed. ASM Press; 1999:746-758 6. Centers for Disease Control and Prevention (CDC): Recommendation for test performance and interpretation from second national conference on serological diagnosis of lyme disease. MMWR Morb Mortal Wkly Rep. 1996;45:481-484 | Anaplasma phagocytophilum: The patient's serum is diluted and is placed in microscopic slide wells that have been coated withAnaplasma phagocytophilum-infected cells. After incubation, the slides are washed and a fluorescein-isothiocyanate conjugate is added to each well. The slides are then read using a fluorescence microscope and significant fluorescent staining of intracellular organisms constitutes a positive reaction.(Dumler JS, Asanovich KM, Bakken JS, Richter P, Kimsey R, Madigan JEl: Serologic cross-reactions amongEhrlichia equi,Ehrlichia phagcoytophilia, and human granulocytic ehrlichia. J Clin Microbiol. 1995;33:1098-1103; Pancholi P, Kolbert CP, Mitchell PD, et al:Ixodes damminias a potential vector of human granulocytic ehrlichiosis. J Infect Dis. 1995 Oct;172(4):1007-1012; Dawson JE, Fishbein DB, Eng TR, Redus MA, Green NR: Diagnosis of human ehrlichiosis with the indirect fluorescent antibody test: kinetics and specificity. J Infect Dis. 1990 Jul;162(1):91-95; package insert: Anaplasma phagocytophila IFA IgG. DiaSorin Molecular; 8/12/2016) Ehrlichia chaffeensis: The patient's serum is diluted and is placed in microscopic slide wells that have been coated withEhrlichia chaffeenis-infected cells. After incubation, the slides are washed and a fluorescein-isothiocyanate conjugate is added to each well. The slides are then read using a fluorescence microscope and significant fluorescent staining of intracellular organisms constitutes a positive reaction.(Dumler JS, Asanovich KM, Bakken JS, Richter P, Kimsey R, Madigan JE: Serologic cross-reactions amongEhrlichia equi,Ehrlichia phagcoytophilia, and human granulocytic ehrlichia. J Clin Microbiol. 1995;33:1098-1103; Pancholi P, Kolbert CP, Mitchell PD, et al:Ixodes damminias a potential vector of human granulocytic ehrlichiosis. J Infect Dis. 1995 Oct;172(4):1007-1012; Dawson JE, Fishbein DB, Eng TR, Redus MA, Green NR: Diagnosis of human ehrlichiosis with the indirect fluorescent antibody test: kinetics and specificity. J Infect Dis. 1990 Jul;162(1):91-95; package insert: Ehrlichia chaffeensis IFA IgG. DiaSorin Molecular; 8/12/2016) Babesia microti: This immunofluorescence assay (IFA) detects antibodies against Babesia microti. The patient's serum is diluted and is placed in microscopic slide wells that have been coated withB microti-infected red blood cells from Syrian hamsters. After incubation, the slides are washed and a fluorescein-isothiocyanate conjugate is added to each well. The slides are then read using a fluorescence microscope and significant fluorescent staining of intraerythrocytic organisms constitutes a positive reaction.(Krause PJ, Telford SR III, Ryan R, et al: Diagnosis of babesiosis: evaluation of a serologic test for the detection ofBabesia microtiantibody. J Infect Dis. 1994 Apr;169(4):923-926; package insert: Babesia IFA IgG. DiaSorin Molecular; 8/12/2016) Lyme disease: The first-tier Lyme disease screening enzyme-linked immunosorbent assay (ELISA) used is the Zeus ELISABorreliaVlsE1/pepC10 IgG/IgM test system. The Zeus ELISABorreliaVlsE1/pepC10 IgG/IgM test system is designed to detect IgG- and IgM-class antibodies (not differentiated by the assay in the final result) in human sera to VlsE1 and pepC10 antigens. Diluted test sera are incubated in antigen coated microwells. Any antigen-specific antibody in the sample will bind to the immobilized antigen. The plate is washed to remove unbound antibody and other serum components. Peroxidase conjugated goat antihuman IgG and IgM are added to the wells and the plate is incubated. The conjugate will react with IgG and IgM antibodies immobilized on the plate. The wells are washed to remove unreacted conjugate. The microwells containing immobilized peroxidase conjugate are incubated with peroxidase substrate solution. Hydrolysis of the substrate by peroxidase produces a color change. After a period of time the reaction is stopped, and the color intensity of the solution is measured photometrically. The color intensity of the solution depends upon the antibody concentration in the original test sample.(Package insert:BorreliaVlsE1/pepC10 IgG/IgM Test System. Zeus Scientific, Inc; Rev. Date 05/25/2021) | 2 to 4 days | 14 Days | See Individual Test IDs | 8661886666 x 28675386617 x 2 (if appropriate) | Tick-Borne Abs w/ Lyme MTTTA, S | 103603-7 | SLYME | Lyme Ab Modified 2-Tier w/Reflex, S | 83081-0
TICKS | Tick-Borne Disease Antibodies Panel, Serum | Evaluation of the most common tick-borne diseases found in the United States, including Lyme disease, human monocytic and granulocytic ehrlichiosis, and babesiosis Evaluation of patients with a history of, or suspected, tick exposure who are presenting with fever, myalgia, headache, nausea, and other nonspecific symptoms Seroepidemiological surveys of the prevalence of the infection in certain populations | EHRC, ANAP, BABG: Immunofluorescence Assay (IFA) LYME: Enzyme-Linked Immunosorbent Assay (ELISA) | Yes | Tick-Borne Ab Panel, S | If the Lyme disease screen result is positive or equivocal, then Lyme disease antibody confirmation by immunoblot will be performed at an additional charge. | Supplies:Sarstedt Aliquot Tube, 5 mL (T914) Collection Container/Tube: Preferred:Serum gel Acceptable:Red top Submission Container/Tube:Plastic vial Specimen Volume:1 mL Collection Instructions: Centrifuge and aliquot serum into a plastic vial. | See Specimen Required | In North America, ticks are the primary vectors of infectious diseases.(1) Worldwide, ticks rank second only to mosquitoes in disease transmission. In the United States, tickborne diseases include Lyme disease, RockyMountain spotted fever, human monocytic and granulocytic ehrlichiosis, babesiosis, tularemia, relapsing fever, and Colorado tick fever. Symptoms of the various tick-vectored diseases range from mild to life-threatening and significantly overlap. Early symptoms, which include fever, aches, and malaise, do not aid in distinguishing the various diseases. Because early treatment can minimize or eliminate the risk of severe disease, early detection is essential, yet patients may not have developed distinctive symptoms to help in the differential diagnosis. A tickborne panel can assist in identifying the pathogen, allowing treatment to be initiated. For information on the specific diseases, see the individual test IDs. | Ehrlichia chaffeensis(HME) ANTIBODY, IgG <1:64 Reference values apply to all ages. Anaplasma phagocytophilumANTIBODY, IgG <1:64 Reference values apply to all ages. Babesia microtiIgGANTIBODIES <1:64 Reference values apply to all ages. LYME DISEASE SEROLOGY Negative Reference values apply to all ages. | Ehrlichia chaffeensis: A positive immunofluorescence assay result (titer > or =1:64) suggests current or previous infection. In general, the higher the titer, the more likely the patient has an active infection. Four-fold rises in titer also indicate active infection. Previous episodes of ehrlichiosis may produce a positive serology result although antibody levels decline significantly during the year following infection. Anaplasma phagocytophilum: A positive immunofluorescence assay result (titer > or =1:64) suggests current or previous infection. In general, the higher the titer, the more likely the patient has an active infection. Four-fold rises in titer also indicate active infection. Previous episodes of ehrlichiosis may produce a positive serology result although antibody levels decline significantly during the year following infection. Babesia microti: A positive result of an indirect fluorescent antibody test (titer > or =1:64) suggests current or previous infection withBabesia microti. In general, the higher the titer, the more likely it is that the patient has an active infection. Patients with documented infections have usually had titers ranging from 1:320 to 1:2560. Lyme disease: Negative: No evidence of antibodies toBorrelia burgdorferidetected. False-negative results may occur in recently infected patients (< or =2 weeks) due to low or undetectable antibody levels toB burgdorferi. If recent exposure is suspected, a second sample should be collected and tested in 2 to 4 weeks. Equivocal or Positive: Not diagnostic. Supplemental testing by immunoblot has been ordered by reflex. | Ehrlichia chaffeensisandAnaplasma phagocytophilum: Serology results for IgG may be negative during the acute phase of infection (<7 days post-symptom onset), during which time detection using targeted nucleic acid amplification testing (eg, polymerase chain reaction: PCR) is recommended. Detectable IgG-class antibodies typically appear within 7 to 10 days post-symptom onset. IgG-class antibodies may remain detectable for months to years following prior infection. Therefore, a single time point-positive titer needs to be interpreted alongside other findings to differentiate recent versus past infection. Other members of theEhrlichiagenus (eg,Ehrlichia ewingii) may not be detected by this assay. Babesia microti: Previous episodes of babesiosis may produce a positive serologic result. In selected cases, documentation of infection may be attempted by animal inoculation or PCR methods (BABPB /Babesiaspecies, Molecular Detection, PCR, Blood) Performance characteristics have not been established for the following specimen characteristics: -Lipemic -Hemolyzed Lyme disease: A negative result does not exclude the possibility of infection withBorrelia burgdorferi.Patients in the early stages of Lyme disease and those who have been treated with antibiotics may not exhibit detectable antibody titers. Patients with clinical history, signs, or symptoms suggestive of Lyme disease should be retested in 2 to 4 weeks if the initial test result is negative. A positive result is not definitive evidence of infection withB burgdorferi. It is possible that other disease conditions may produce artifactual reactivity in the assay (eg, infectious mononucleosis, syphilis). All equivocal or positive results should be supplemented immunoblot testing for IgM- and IgG-class antibodies in accordance with Centers for Disease Control and Prevention and the Association of State and Territorial Public Health Laboratory Directors' recommendations. Patients infected with other members of theB burgdorferisensu lato complex, includingBorrelia garinii,Borrelia afzelii, andBorrelia mayoniiwill be detected by this assay; however, they cannot be differentiated. This test should not be performed as a screening procedure for the general population. The predictive value of a positive or negative result depends on the prevalence of analyte (antibodies present to VlsE1 and pepC10 antigens) in a given population. Testing should only be performed when clinical evidence suggests the diagnosis ofBorreliainfection or related etiological conditions observed by the physician. This test will not distinguish results that are both IgG and IgM positive from results that are either IgG or IgM positive. Lyme serology should not be used for treatment monitoring as IgG can remain for years post resolution of infection. Instead, monitoring resolution of symptoms in response to treatment is recommended. | 1.Centers for Disease Control and Prevention (CDC), Division of Vector-Borne Diseases. Tickborne Diseases of the United States: A Reference Manual for Healthcare Providers. 6th ed. US Department of Health and Human Services; 2022. Accessed September 29, 2022. Available at www.cdc.gov/ticks/tickbornediseases/TickborneDiseases-P.pdf 2. Diaz JH. Ticks, including tick paralysis.In: Bennett JE, Dolin R, Blaser MJ, eds. Mandell, Douglas, and Bennett's Principles and Practice of Infectious Diseases. 9th ed. Elsevier; 2020:3505-3526 | Ehrlichia chaffeensisandAnaplasma phagocytophilum: The patient's serum is diluted and is placed in microscopic slide wells that have been coated withEhrlichia chaffeensis-infected cells. After incubation, the slides are washed and a fluorescein-isothiocyanate conjugate is added to each well. The slides are then read using a fluorescence microscope and significant fluorescent staining of intracellular organisms constitutes a positive reaction.(Dumler JS, Asanovich KM, Bakken JS, Richter P, Kimsey R, Madigan JE. Serologic cross-reactions among Ehrlichia equi, Ehrlichia phagocytophila, and human granulocytic Ehrlichia. J Clin Microbiol. 1995;33[5]:1098-1103; Pancholi P, Kolbert CP, Mitchell PD, et al. Ixodes dammini as a potential vector of human granulocytic ehrlichiosis. J Infect Dis. 1995;172[4]:1007-1012;Dawson JE, Fishbein DB, Eng TR, Redus MA, Green NR. Diagnosis of human ehrlichiosis with the indirect fluorescent antibody test: kinetics and specificity. J Infect Dis. 1990;162[1]:91-95; package inserts: Ehrlichia chaffeensis IFA IgG. Anaplasma phagocytophilum IFA IgG. DiaSorin Molecular; 8/12/2016) Babesia microti: The patient's serum is diluted and is placed in microscopic slide wells that have been coated withBabesia microti-infected red blood cells from Syrian hamsters. After incubation, the slides are washed and a fluorescein-isothiocyanate conjugate is added to each well. The slides are then read using a fluorescence microscope and significant fluorescent staining of intraerythrocytic organisms constitutes a positive reaction.(Krause PJ, Telford III SR, Ryan R, et al. Diagnosis of babesiosis: evaluation of a serologic test for the detection ofBabesia microtiantibody. J Infect Dis. 1994;169[4]:923-926; package insert: Babesia IFA IgG. DiaSorin Molecular; 8/12/2016) Lyme disease: The first-tier Lyme disease screening enzyme-linked immunosorbent assay (ELISA) used is the Zeus ELISA Borrelia VlsE1/pepC10 IgG/IgM test system. The Zeus ELISA Borrelia VlsE1/pepC10 IgG/IgM test system is designed to detect IgG- and IgM-class antibodies (not differentiated by the assay in the final result) in human sera to VlsE1 and pepC10 antigens. Diluted test sera are incubated in antigen-coated microwells. Any antigen-specific antibody in the sample will bind to the immobilized antigen. The plate is washed to remove unbound antibody and other serum components. Peroxidase-conjugated goat-antihuman IgG and IgM are added to the wells and the plate is incubated. The conjugate will react with IgG and IgM antibodies immobilized on the plate. The wells are washed to remove unreacted conjugate. The microwells containing immobilized peroxidase conjugate are incubated with peroxidase substrate solution. Hydrolysis of the substrate by peroxidase produces a color change. After a time-period, the reaction is stopped, and the color intensity of the solution is measured photometrically. The color intensity of the solution depends upon the antibody concentration in the original test sample.(Package inserts: Borrelia VlsE1/pepC10 IgG/IgM Test System. Zeus Scientific, Inc; Rev,05/25/2021; Immunetics C6 B burgdorferi (Lyme) ELISA Kit. Immunetics Inc; 02210-2377, 2013) | 2 to 4 days | 14 days | See Individual Test IDs | 8661886666 x 28675386617 x 2-Lyme disease Western blot (if appropriate) | Tick-Borne Ab Panel, S | 87547-6 | LYME | Lyme Disease Serology, S | 20449-5
TIKLB | Tick-Borne Panel, Molecular Detection, PCR, Blood | Evaluating patients with suspected human monocytic ehrlichiosis, human granulocytic anaplasmosis, babesiosis, orBorrelia miyamotoiinfection Evaluating patients with a history of, or suspected, tick exposure who are presenting with fever, myalgia, headache, nausea, and other nonspecific symptoms This testshould not be usedto screen healthy patients. | Real-Time Polymerase Chain Reaction (PCR)/DNA Probe Hybridization | Yes | Tick-Borne DNA Panel, PCR, B | For information seeAcute Tick-Borne Disease Testing Algorithm. | Container/Tube:Lavender top (EDTA) Specimen Volume:1 mL Collection Instructions: 1. Invert several times to mix blood 2. Send whole blood specimen in original tube.Do not aliquot. | 0.3 mL | In North America, ticks are the primary vectors of infectious diseases and rank second only to mosquitoes in disease transmission worldwide. In the United States, tick-borne diseases include Lyme disease, Rocky Mountain spotted fever, human monocytic ehrlichiosis, human granulocytic anaplasmosis, babesiosis, tularemia, relapsing fever, Colorado tick fever, andBorrelia miyamotoiinfection.(1) Several of these diseases are transmitted by the same tick, and coinfections are occasionally seen. In particular,Ixodesspecies ticks are capable of transmitting the causative agents of Lyme disease (Borrelia burgdorferiandBorrelia mayonii), anaplasmosis (Anaplasma phagocytophilum), and babesiosis (Babesiaspecies). These diseases are prevalent throughout the Northeastern and upper Midwestern states and parts of the Pacific Northwest. Symptoms of the various tick-vectored diseases range from mild to life-threatening. Early symptoms, which include fever, aches, and malaise, do not aid in distinguishing the various diseases. Because early treatment can minimize or eliminate the risk of severe disease, early detection is essential, yet patients may not have developed distinctive symptoms to help in the differential diagnosis. A rapid tick-borne polymerase chain reaction panel can assist in identifying the pathogen, allowing treatment to be initiated. While Lyme disease due toB burgdorferiis best detected through 2-tiered serologic testing, acute ehrlichiosis, anaplasmosis, babesiosis, andB miyamotoiinfection are best detected using molecular amplification assays. This tick-borne panel offers sensitive, specific, and rapid detection of the agents that cause these 4 diseases. For information on the specific diseases, see the individual test information. | BABESIASPECIES, MOLECULAR DETECTION, PCR Negative EHRLICHIA/ANAPLASMA, MOLECULAR DETECTION, PCR Negative BORRELIA MIYAMOTOI,MOLECULAR DETECTION, PCR Negative Reference values apply to all ages. | Borrelia miyamotoi: A positive result indicates the presence ofBorrelia miyamotoiDNA and is consistent with active or recent infection. While positive results are highly specific indicators of disease, they should be correlated with symptoms and clinical findings of tick-borne relapsing fever. Ehrlichia/Anaplasma: Positive results indicate presence of specific DNA fromEhrlichia chaffeensis, Ehrlichia ewingii,Ehrlichiamuris eauclairensis, orAnaplasma phagocytophilumand support the diagnosis of ehrlichiosis or anaplasmosis. Negative results indicate absence of detectable DNA from any of these 4 pathogens in specimens, but it does not exclude the presence of the organism or active or recent disease. Since DNA ofE ewingiiis indistinguishable from that ofEhrlichia canisby this rapid polymerase chain reaction (PCR) assay, a positive result forE ewingii/canisindicates the presence of DNA from either of these 2 organisms. Babesia: A positive result indicates the presence ofBabesiaspeciesDNA and is consistent with active or recent infection. While positive results are highly specific indicators of disease, they should be correlated with blood smear microscopy, serological results, and clinical findings. A negative result indicates absence of detectable DNA fromBabesiaspecies in the specimen but does not always rule out ongoing babesiosis in a seropositive person since the parasitemia may be present at a very low level or may be sporadic. Other tests to consider in evaluating a patient presenting with an acute febrile illness following tick exposure include serologic tests for Lyme disease (Borreliaburgdorferi) and molecular detection (PCR) for ehrlichiosis/anaplasmosis. For patients past the acute stage of infection, serologic tests for these organisms should be ordered prior to PCR testing. | This panel does not detectBorrelia burgdorferiorBorrelia mayonii,the causative agents of Lyme disease in the United States. While Lyme polymerase chain reaction testing (PBORB / Lyme Disease [Borrelia burgdorferi], Molecular Detection, PCR, Blood) can be useful for detecting acute infection withB mayonii,this organism has a limited geographic distribution (upper Midwestern United States) and is therefore not included in this panel. Serology is the preferred method for detection ofB burgdorferi. For more information, see the individual test IDs. | Caulfield AJ, Pritt BS. Lyme disease coinfections in the United States. Clin Lab Med.2015;35(4):827-846 | Borrelia miyamotoi: The assay is performed on the Roche LightCycler (LC) 2.0 instrument, following DNA extraction on the Roche MagNA Pure. The LC 2.0 instrument amplifies and monitors the development of target nucleic acid (amplicon) after each cycle of polymerase chain reaction (PCR). The DNA target for this PCR assay is a gene encoding the glycerophosphodiester phosphodiesterase (glpQ) gene specific toBorreliaspecies in the relapsing fever group. This gene is not found inBorreliaspecies that cause Lyme disease. The specific base pair DNA target sequence is amplified by PCR. The detection of amplicon is based on fluorescence resonance energy transfer (FRET), which utilizes 1 hybridization probe with a donor fluorophore, fluorescein, at the 3' end and a second hybridization probe with an acceptor fluorophore, LC-Red 640, at the 5' end. When the target amplicon is present, the LC-Red 640 emits a measurable and quantifiable light signal at a specific wavelength. Presence of the specific organism nucleic acid is confirmed by performing a melting temperature analysis of the amplicon; the presence or absence of a melting peak in the appropriate temperature range is used to determine if a specimen is positive or negative.(Unpublished Mayo method) Ehrlichia/Anaplasma: Nucleic acid is extracted from the pathogens in blood using the automated MagNA Pure LC system. The extract is then transferred to individual self-contained capillary cuvettes for amplification. The LightCycler is an automated instrument that amplifies and monitors the development of target nucleic acid (amplicon) after each cycle of PCR. The DNA target for PCR assay is groEL, the open reading frame gene segment of the heat-shock protein operon (groEL), which is present at a frequency of 1 copy per organism in pathogenic species ofAnaplasmaandEhrlichia. A specific base pair DNA target sequence is amplified by PCR. The detection of amplicon is based on FRET, which utilizes a hybridization probe with a donor fluorophore, fluorescein, at the 3' end and a second hybridization probe with an acceptor fluorophore, LC-Red 640, at the 5' end. When the target amplicon is present, the LC-Red 640 emits a measurable and quantifiable light signal at a specific wavelength. Presence of the specific organism nucleic acid may be confirmed by performing a melting curve analysis of the amplicon. Using features of the melting curve analysis, the assay primers and specific hybridization probes are able to detect and differentiate amongAnaplasma phagocytophilum,Ehrlichiosis chaffeensis,Ehrlichia muris eauclairensis, andEhrlichia ewingii/canis. Due to close proximity of the melting curves ofE ewingiiandE canis, this assay cannot distinguish between these 2 organisms.(Unpublished Mayo method) Babesia: Nucleic acid is extracted from EDTA whole blood using the automated MagNA Pure bead-based system (Roche Molecular Systems). The extract is then transferred to individual self-contained capillary cuvettes for amplification. The LightCycler is an automated instrument that amplifies and monitors the development of target nucleic acid (amplicon) after each cycle of PCR. The DNA target for PCR assay is a gene encoding the nuclear small subunit ribosomal RNA. This assay consists of 2 forward primers, 1 reverse primer, and 2 probes, which are specific for theBabesiaspecies target DNA. The specific base pair DNA target sequence is first amplified by PCR using the target-specific primers. Amplicon is then detected during melting curve analysis using FRET probes, which utilizes 1 hybridization probe with a donor fluorophore, fluorescein, at the 3' end and a second hybridization probe with an acceptor fluorophore, LC-Red 640, at the 5' end. Fluorescence is produced when the 2 probes anneal to the target sequence in close proximity to one another. The LC-Red 640 then emits a measurable and quantifiable light signal at a specific wavelength.(Burgess MJ, Rosenbaum ER, Pritt BS, et al. Possible transfusion-transmittedBabesia divergens-like/MO-1 in an Arkansas patient. Clin Infect Dis. 2017 Jun;64(11):1622-1625) | Same day/1 to 4 days | 7 days | This test was developed and its performance characteristics determined by Mayo Clinic in a manner consistent with CLIA requirements. It has not been cleared or approved by the US Food and Drug Administration. | 87798 x48746987468874848747887999 (if appropriate for government payers) | Tick-Borne DNA Panel, PCR, B | 101647-6 | 618326 | Ehrlichia muris eauclairensis | 87561-7
BRBST | Tickborne Bacterial, PCR and Sequencing, Blood | Detecting and identifying pathogenic tickborne bacteria infecting normally sterile whole blood Potential detection of bacteria that cause similar illnesses to tickborne infections This testshouldnotbe usedas first tier test. It should only be used when routine testing is negative. This test isnot recommendedas a test of cure because nucleic acids may persist for long periods of time after successful treatment. | 16S Ribosomal RNA Gene Polymerase Chain Reaction (PCR) followed by Next Generation Sequencing (NGS) | Yes | Tickborne Bacterial PCR+Sequence, B | For information seeAcute Tickborne Disease Algorithm. | Container/Tube: Preferred:Lavender top (EDTA) Acceptable:Royal blue top (EDTA), pink top (EDTA), or sterile vial containing EDTA-derived aliquot Specimen Volume:1 mL Collection Instructions:If not submitting in original vial, mix well before transferring to a sterile vial. | 0.5 mL | The target population is patients with suspected, but undiagnosed, tickborne bacterial infection involving normally sterile whole blood. Polymerase chain reaction (PCR) amplification of a portion of the 16S ribosomal RNA gene followed by next-generation sequencing of the amplified product can be used to detect tickborne bacterial nucleic acids in such situations, enabling a diagnosis. Ideal specimens are those that specific tickborne PCR tests or blood culture have not resulted in identifiable causative infectious agents. Due to the complexity of this test, the suspected tickborne disease testing algorithm will reflex to this assay only if specific-PCR tests are negative. The test is designed to identify mono-bacterial or poly-bacterial tickborne infections. | No tickborne bacterial DNA detected | A positive broad-range polymerase chain reaction (PCR)/sequencing result indicates that tickborne bacterial nucleic acid was detected. A negative sequencing result indicates the absence of detectable bacterial nucleic acids in the specimen but does not rule out false-negative results that may occur due to sampling error, sequence variability underlying the primers, the presence of bacterial nucleic acids in quantities less than the limit of detection of the assay, or inhibition of PCR amplification.If testing shows evidence of PCR inhibition, it will be repeated. If inhibition is again detected, the result will be reported as "PCR inhibition present." | This test does not detect nonbacterial organisms (eg, viruses, fungi, helminths, protozoa). False-positive results are theoretically possible if patient specimens are contaminated with bacterial nucleic acids from the environment or patient microbiota (eg, skin microbiota contamination). This test is validated for whole blood only. | Kingry L, Sheldon S, Oatman S, et al. Targeted metagenomics for clinical detection and discovery of bacterial tick-borne pathogens. J Clin Microbiol. 2020;58(11):e00147-20. doi:10.1128/JCM.00147-20 | The test utilizes DNA extraction from EDTA whole blood and polymerase chain reaction (PCR) of a highly variable fragment of the 16S ribosomal RNA (rRNA) gene. If present, the amplified DNA is sequenced to obtain identification of the source organism from the patient sample. Specimens undergo total nucleic acid extraction, and the purified eluate is produced by the MP96 (Roche Diagnostics). The DNA eluate is concentrated two-fold from the specimen input volume. PCR is performed on a LightCycler 480II instrument (Roche Diagnostics) to amplify approximately 530 base pairs (bp) of the bacterial 16S rRNA gene (V1-V3, exact length varies by species) with SYBR Green DNA detection. Amplification inhibition is detected with a second PCR reaction performed using the extracted specimen spiked with a low concentration of positive control DNA. Due to high crossing point values reflecting the low abundance of pathogens, all patient samples for this test will undergo next-generation sequencing (NGS). Samples are sequenced using NGS on a MiSeq sequencing platform (Illumina). The NGS process generates 500 bases of sequencing reads (250 bp in the forward and reverse directions). Due to the size of amplicon generated, there is a gap in coverage between forward and reverse sequences. Verification results and in silico analysis have demonstrated that forward sequence results (> or =210 bp) offer the same bacterial identity as full-length amplicon sequence for all organisms that can be reported by this assay. Quality filtering and results generation from NGS files is performed with Pathogenomix cloud-based software (RipSeq NGS). High-quality sequence (Q > or =30) of 210 bp or more in length are sorted into clusters based on the observed sequence and used for identification. Positive and negative controls are used throughout all processes to ensure assay performance. Forward and reverse sequences are analyzed to determine bacterial identity using the cloud-based analysis program RipSeq NGS (Pathogenomix).(Rodino KG, Wolf MJ, Sheldon S, et al. Detection of tick-borne bacteria from whole blood using 16S ribosomal RNA gene PCR followed by next-generation sequencing. J Clin Microbiol. 2021;59(5):e03129-20. doi:10.1128/JCM.03129-20) | 14 to 28 days | 7 days | This test was developed and its performance characteristics determined by Mayo Clinic in a manner consistent with CLIA requirements. It has not been cleared or approved by the US Food and Drug Administration. | 87801-Broad Range Bacterial PCR and Sequencing87798-Specimen Identification by PCR (if appropriate) | Tickborne Bacterial PCR+Sequence, B | 76575-0 | BRBST | Tickborne Bacterial PCR+Sequence, B | 76575-0
TILAP | Tilapia, IgE, Serum | Establishing the diagnosis of an allergy to tilapia Defining the allergen responsible for eliciting signs and symptoms Identifying allergens: -Responsible for allergic response and/or anaphylactic episode -To confirm sensitization prior to beginning immunotherapy -To investigate the specificity of allergic reactions to insect venom allergens, drugs, or chemical allergens | Fluorescence Enzyme Immunoassay (FEIA) | Yes | Tilapia, IgE, S | Serum | Collection Container/Tube: Preferred:Serum gel Acceptable:Red top Submission Container/Tube:Plastic vial Specimen Volume:0.5 mL for every 5 allergens requested Collection Instructions:Centrifuge and aliquot serum into a plastic vial. | For 1 allergen: 0.3 mL More than 1 allergen: (0.05 mL x number of allergens) + 0.25 mL dead space | Clinical manifestations of immediate hypersensitivity (allergic) diseases are caused by the release of proinflammatory mediators (histamine, leukotrienes, and prostaglandins) from immunoglobulin E (IgE)-sensitized effector cells (mast cells and basophils) when cell-bound IgE antibodies interact with allergen. In vitro serum testing for IgE antibodies provides an indication of the immune response to allergens that may be associated with allergic disease. The allergens chosen for testing often depend upon the age of the patient, history of allergen exposure, season of the year, and clinical manifestations. In individuals predisposed to develop allergic disease, the sequence of sensitization and clinical manifestations proceed as follows: eczema and respiratory disease (rhinitis and bronchospasm) in infants and children less than 5 years due to food sensitivity (milk, egg, soy, and wheat proteins) followed by respiratory disease (rhinitis and asthma) in older children and adults due to sensitivity to inhalant allergens (dust mite, mold, and pollen inhalants). | Class,IgE kU/L,Interpretation, 0,<0.10,Negative, 0/1,0.10-0.34,Borderline / Equivocal, 1,0.35-0.69,Equivocal, 2,0.70-3.49,Positive, 3,3.50-17.4,Positive, 4,17.5-49.9,Strongly positive, 5,50.0-99.9,Strongly positive, 6,> or =100,Strongly positive, | Detection of IgE antibodies in serum (Class 1 or greater) indicates an increased likelihood of allergic disease as opposed to other etiologies and defines the allergens that may be responsible for eliciting signs and symptoms. The level of IgE antibodies in serum varies directly with the concentration of IgE antibodies expressed as a class score or kU/L. | Testing for IgE antibodies isnot usefulin patients previously treated with immunotherapy to determine if residual clinical sensitivity exists or in patients in whom the medical management does not depend upon identification of allergen specificity. Some individuals with clinically insignificant sensitivity to allergens may have measurable levels of IgE antibodies in serum, and results must be interpreted in the clinical context. False-positive results for IgE antibodies may occur in patients with markedly elevated serum IgE (>2500 kU/L) due to nonspecific binding to allergen solid phases. | Homburger HA, Hamilton RG: Allergic diseases. In: McPherson RA, Pincus MR, eds. Henry's Clinical Diagnosis and Management by Laboratory Methods. 23rd ed. Elsevier; 2017:1057-1070 | Specific IgE from the patient's serum reacts with the allergen of interest, which is covalently coupled to an ImmunoCAP. After washing away nonspecific IgE, enzyme-labeled anti-IgE antibody is added to form a complex. After incubation, unbound anti-IgE is washed away, and the bound complex is then incubated with a developing agent. After stopping the reaction, the fluorescence of the eluate is measured. Fluorescence is proportional to the amount of specific IgE present in the patient's sample (ie, the higher the fluorescence value, the more IgE antibody is present).(Package insert: ImmunoCAP System Specific IgE FEIA. Phadia; Rev 06/2020) | Same day/1 to 3 days | 14 days | This test was developed and its performance characteristics determined by Mayo Clinic in a manner consistent with CLIA requirements. It has not been cleared or approved by the US Food and Drug Administration. | 86003 | Tilapia, IgE, S | 32572-0 | TILAP | Tilapia, IgE, S | 32572-0
TIMG | Timothy Grass, IgE, Serum | Establishing a diagnosis of an allergy to timothy grass Defining the allergen responsible for eliciting signs and symptoms Identifying allergens: -Responsible for allergic response and/or anaphylactic episode -To confirm sensitization prior to beginning immunotherapy -To investigate the specificity of allergic reactions to insect venom allergens, drugs, or chemical allergens | Fluorescence Enzyme Immunoassay (FEIA) | Yes | Timothy Grass, IgE | Serum | Collection Container/Tube: Preferred:Serum gel Acceptable:Red top Submission Container/Tube:Plastic vial Specimen Volume:0.5 mL for every 5 allergens requested Collection Instructions:Centrifuge and aliquot serum into a plastic vial. | For 1 allergen: 0.3 mL For more than 1 allergen: (0.05 mL x number of allergens) + 0.25 mL deadspace | Clinical manifestations of immediate hypersensitivity (allergic) diseases are caused by the release of proinflammatory mediators (histamine, leukotrienes, and prostaglandins) from IgE-sensitized effector cells (mast cells and basophils) when cell-bound IgE antibodies interact with an allergen. In vitro serum testing for IgE antibodies provides an indication of the immune response to allergens that may be associated with allergic disease. The allergens chosen for testing often depend upon the age of the patient, history of allergen exposure, season of the year, and clinical manifestations. In individuals predisposed to develop allergic disease, the sequence of sensitization and clinical manifestations proceed as follows: eczema and respiratory disease (rhinitis and bronchospasm) in infants and children less than 5 years due to food sensitivity (milk, egg, soy, and wheat proteins) followed by respiratory disease (rhinitis and asthma) in older children and adults due to sensitivity to inhalant allergens (dust mite, mold, and pollen inhalants). | Class,IgE kU/L,Interpretation, 0,<0.10,Negative, 0/1,0.10-0.34,Borderline/equivocal, 1,0.35-0.69,Equivocal, 2,0.70-3.49,Positive, 3,3.50-17.4,Positive, 4,17.5-49.9,Strongly positive, 5,50.0-99.9,Strongly positive, 6,> or =100,Strongly positive, | Detection of IgE antibodies in serum (class 1 or greater) indicates an increased likelihood of allergic disease as opposed to other etiologies and defines the allergens that may be responsible for eliciting signs and symptoms. The level of IgE antibodies in serum varies directly with the concentration of IgE antibodies expressed as a class score or kU/L. | Testing for IgE antibodies is not useful in patients previously treated with immunotherapy to determine if residual clinical sensitivity exists or in patients in whom the medical management does not depend upon identification of allergen specificity. Some individuals with clinically insignificant sensitivity to allergens may have measurable levels of IgE antibodies in serum, and test results must be interpreted in the clinical context. False-positive results for IgE antibodies may occur in patients with markedly elevated serum IgE (>2500 kU/L) due to nonspecific binding to allergen solid phases. | Homburger HA, Hamilton RG: Allergic diseases. In: McPherson RA, Pincus MR, eds. Henry's Clinical Diagnosis and Management by Laboratory Methods. 23rd ed. Elsevier; 2017:1057-1070 | Specific IgE from the patient's serum reacts with the allergen of interest, which is covalently coupled to an ImmunoCAP. After washing away nonspecific IgE, enzyme-labeled anti-IgE antibody is added to form a complex. After incubation, unbound anti-IgE is washed away, and the bound complex incubated with a developing agent. After stopping the reaction, the fluorescence of the eluate is measured. Fluorescence is proportional to the amount of specific IgE present in the patient's sample (ie, the higher the fluorescence value, the more IgE antibody is present).(Package insert: ImmunoCAP System Specific IgE FEIA. Phadia; Rev 06/2020) | Same day/1 to 3 days | 14 days | This test has been cleared, approved, or is exempt by the US Food and Drug Administration and is used per manufacturer's instructions. Performance characteristics were verified by Mayo Clinic in a manner consistent with CLIA requirements. | 86003 | Timothy Grass, IgE | 6265-3 | TIMG | Timothy Grass, IgE | 6265-3
FFTIB | Tin, Blood |  | Inductively Coupled Plasma/Mass Spectrometry (ICP-MS) | Yes | Tin, Blood | Whole Blood EDTA - Metal Free (ERB) | Draw blood in a royal blue-top (metal free EDTA) tube. Send2 mL metal free EDTA whole blood refrigerated. | 0.25 mL |  | ReferenceRange: <5.0 ng/mL Toxic range not established. |  |  |  |  | 3 to 7 days | 2 weeks |  | 83018 | Tin, Blood | 5747-1 | Z1202 | Tin | 5747-1
FFTIN | Tin, Serum |  | Inductively Coupled Plasma/Mass Spectrometry (ICP-MS) | Yes | Tin, Serum | Varies | Submit only 1 of the following specimens: Serum Draw blood in a metal free tube(s),serum gel tube is notacceptable.Spin downand send 2 mL of metal free serum refrigerated in a plastic vial. Plasma Draw blood in an EDTA metal-free royal blue-top tube(s),plasma gel tube is not acceptable.Spin downand send2 mL metal-free EDTA plasma refrigerated in a plastic vial. | 0.25 mL |  | ReferenceRange:<5.0 ng/mL Toxic range has not been established. Note:Whole blood is the preferred specimen for monitoring exposure to tin. |  |  |  |  | 3 to 7 days |  |  | 83018 | Tin, Serum | 5748-9 | Z1182 | Tin | 5748-9
TISSR | Tissue Processing (Bill Only) |  | This test is for billing purposes only. This is not an orderable test. | Yes | Tissue Processing | Varies | This test is for billing purposes only. This is not an orderable test. |  |  | This test is for billing purposes only. This is not an orderable test. | [6 empty] | Not Applicable | 87176
TSTGP | Tissue Transglutaminase Antibodies, IgA and IgG Profile, Serum | Evaluating patients suspected of having celiac disease, including patients with compatible clinical symptoms, patients with atypical symptoms, and individuals at increased risk (family history, previous diagnosis with associated disease, positivity forHLA DQ2and/orDQ8) Screening for dermatitis herpetiformis, in conjunction with endomysial antibody test Monitoring response to gluten-free diet in patients with dermatitis herpetiformis and celiac disease | Enzyme-Linked Immunosorbent Assay (ELISA) | Yes | Tissue Transglutaminase Ab, IgA/IgG | The following algorithms are available: | Collection Container/Tube: Preferred:Serum gel Acceptable:Red top Submission Container/Tube:Plastic vial Specimen Volume:0.5 mL Collection Instructions:Centrifuge and aliquot serum into a plastic vial. | 0.4 mL | Celiac disease (gluten-sensitive enteropathy, celiac sprue) results from an immune-mediated inflammatory process following ingestion of wheat, rye, or barley proteins that occurs in genetically susceptible individuals.(1) The inflammation in celiac disease occurs primarily in the mucosa of the small intestine, which leads to villous atrophy. Common clinical manifestations related to gastrointestinal inflammation include abdominal pain, malabsorption, diarrhea, and/or constipation. Clinical symptoms of celiac disease are not restricted to the gastrointestinal tract. Other common manifestations of celiac disease include failure to grow (delayed puberty and short stature), iron deficiency, recurrent fetal loss, osteoporosis, chronic fatigue, recurrent aphthous stomatitis (canker sores), dental enamel hypoplasia, and dermatitis herpetiformis. Patients with celiac disease may also present with neuropsychiatric manifestations including ataxia and peripheral neuropathy and are at increased risk for development of non-Hodgkin lymphoma. The disease is also associated with other clinical disorders including thyroiditis, type I diabetes mellitus, Down syndrome, and IgA deficiency. Individuals with family members who have celiac disease are at increased risk of developing the disease.(2) Genetic susceptibility is related to specific human leukocyte antigen (HLA) markers. More than 97% of individuals with celiac disease in the United States haveDQ2and/orDQ8HLA markers, compared to approximately 40% of the general population. For this reason,HLA-DQ2andHLA-DQ8are considered genetic risk factors for celiac disease and are required, but not sufficient, for the disease process to occur. A definitive diagnosis of celiac disease requires a jejunal biopsy demonstrating villous atrophy.(3) Given the invasive nature and cost of the biopsy, serologic and genetic laboratory tests may be used to identify individuals with a high probability of having celiac disease. Because no single laboratory test can be relied upon completely to establish a diagnosis of celiac disease, individuals with positive laboratory results may be referred for small intestinal biopsy, thereby decreasing the number of unnecessary invasive procedures (seeCeliac Disease Diagnostic Testing Algorithm). In terms of serology, celiac disease is associated with a variety of autoantibodies, including endomysial antibody (EMA), tissue transglutaminase (tTG), and deamidated gliadin antibodies.(4) Although the IgA isotype of these antibodies usually predominates in celiac disease, individuals may also produce IgG isotypes, particularly if the individual is IgA deficient. The most sensitive and specific serologic test is tTG IgA isotype , in individuals who produce sufficient total IgA. For individuals who are IgA deficient, testing for tTG and deamidated gliadin IgG antibodies is required. The treatment for celiac disease is maintenance of a gluten-free diet. In most patients who adhere to this diet, concentrations of associated autoantibodies decline, which is sometimes also accompanied by reconstitution of the small intestinal villi. In most patients, an improvement in clinical symptoms is observed. For evaluation purposes, all serologic tests ordered for the diagnosis of celiac disease should be performed while the patient is on a gluten-containing diet. Once a patient has initiated the gluten-free diet, serologic testing may be repeated to assess the response to treatment. In some patients, it may take up to 1 year for antibody titers to normalize. Persistently elevated results suggest poor adherence to the gluten-free diet or the possibility of refractory celiac disease. SeeCeliac Disease Diagnostic Testing Algorithmfor the recommended approach to a patient suspected of celiac disease. An algorithm is available for monitoring the patient's response to treatment, seeCeliac Disease Routine Treatment Monitoring Algorithm. | tTG ANTIBODY, IgA <4.0 U/mL (negative) 4.0-10.0 U/mL (weak positive) >10.0 U/mL (positive) Reference values apply to all ages. tTG ANTIBODY, IgG <6.0 U/mL (negative) 6.0-9.0 U/mL (weak positive) >9.0 U/mL (positive) Reference values apply to all ages. | Positive results for tissue transglutaminase (tTG) IgA or IgG antibodies are consistent with a diagnosis for celiac disease and possibly for dermatitis herpetiformis. For individuals with moderately to strongly positive results, a diagnosis of celiac disease is possible and a small intestinal biopsy should be considered to confirm the diagnosis. Negative results for tTg IgA and IgG antibodies indicate a decreased likelihood of celiac disease. A decrease in the concentration of tTG IgA or IgG may begin after initiation of a gluten-free diet and could indicate a response to therapy. | This test should not be solely relied upon to establish a diagnosis of celiac disease. It should be used to identify patients who have an increased probability of having celiac disease in whom a small intestinal biopsy is recommended. Affected individuals who have been on a gluten-free diet prior to testing may have negative results. For individuals who test negative for tissue transglutaminase (tTG) IgA and positive for tTG IgG, IgA deficiency should be considered. If serology is negative or there is substantial clinical doubt remaining, then further investigation should be performed with endoscopy and bowel biopsy. This is especially important in patients with frank malabsorptive symptoms since many syndromes can mimic celiac disease. For the patient with frank malabsorptive symptoms, bowel biopsy should be performed regardless of serologic test results. | 1. Rubin JE, Crowe SE: Celiac disease. Ann Int Med. 2020;172:ITC1-ITC16 2. Lebwohl B, Rubio-Tapia A: Epidemiology, presentation, and diagnosis of celiac disease. Gastroenterol. 2021;160:63-75 3. Rubio-Tapia A, Hill ID, Kelly, CP, et al: American College Gastroenterology clinical guidelines: Diagnosis and management of celiac disease. Am J Gastroenterol. 2013;108:656-676 4. Penny HA, Raju SA, Sanders DS: Progress in the serology-based diagnosis and management of adult celiac disease. Exp Rev Gastroenterol Heptatol. 2020;14:147-154 | Microwells are precoated with recombinant human tissue transglutaminase (tTG) antigen expressed in Baculovirus cells using a complementary DNA coding for the long-spliced isoform of human tTG. Calibrators, controls, and diluted patient samples are added to the wells, and autoantibodies recognizing the tTG antigen bind during the first incubation. After washing the wells to remove all unbound proteins, purified peroxidase-labeled rabbit antihuman IgG (gamma chain specific for detection of tTG IgG) or antihuman IgA (alpha chain specific for detection of tTG IgA) conjugate is added. The conjugate binds to the captured human autoantibody, and the excess unbound conjugate is removed by a further wash step. Bound conjugate is visualized with 3,3',5,5'-tetramethylbenzidine substrate, which gives a blue reaction product, the intensity of which is proportional to the concentration of the autoantibody in the sample. Phosphoric acid is added to each well to stop the reaction. This produces a yellow end point color, which is read at 450 nm.(Package inserts: QUANTA Lite R h-tTG IgA and IgG. Inova Diagnostics, Inc; Rev. 8, 01/2020) | Same day/1 to 4 days | 14 days | This test has been cleared, approved, or is exempt by the US Food and Drug Administration and is used per manufacturer's instructions. Performance characteristics were verified by Mayo Clinic in a manner consistent with CLIA requirements. | 86364 x 2 | Tissue Transglutaminase Ab, IgA/IgG | 35681-6 | TTGG | Tissue Transglutaminase Ab, IgG, S | 56537-4
TTGA | Tissue Transglutaminase Antibody, IgA, Serum | Assessment of tissue transglutaminase IgA antibodies for evaluating patients suspected of having celiac disease, including patients with compatible clinical symptoms, patients with atypical symptoms, and individuals at increased risk (family history, previous diagnosis with associated disorder, positivity forHLA DQ2and/orDQ8) Screening for dermatitis herpetiformis, in conjunction with endomysial antibody test Monitoring response to gluten-free diet in patients with dermatitis herpetiformis and celiac disease. | Enzyme-Linked Immunosorbent Assay (ELISA) | Yes | Tissue Transglutaminase Ab, IgA, S | The following algorithms are available: | Collection Container/Tube: Preferred:Serum gel Acceptable:Red top Submission Container/Tube:Plastic vial Specimen Volume:0.5 mL Collection Instructions:Centrifuge and aliquot serum into plastic vial. | 0.4 mL | Celiac disease (gluten-sensitive enteropathy, celiac sprue) results from an immune-mediated inflammatory process following ingestion of wheat, rye, or barley proteins that occurs in genetically susceptible individuals.(1) The inflammation in celiac disease occurs primarily in the mucosa of the small intestine, which leads to villous atrophy. Common clinical manifestations related to gastrointestinal inflammation include abdominal pain, malabsorption, diarrhea, and/or constipation.Clinical symptoms of celiac disease are not restricted to the gastrointestinal tract. Other common manifestations of celiac disease include failure to grow (delayed puberty and short stature), iron deficiency, recurrent fetal loss, osteoporosis, chronic fatigue, recurrent aphthous stomatitis (canker sores), dental enamel hypoplasia, and dermatitis herpetiformis.Patients with celiac disease may also present with neuropsychiatric manifestations including ataxia and peripheral neuropathy and are at increased risk for development of non-Hodgkin lymphoma.The disease is also associated with other clinical disorders including thyroiditis, type I diabetes mellitus, Down syndrome, and IgA deficiency. Individuals with family members who have celiac disease are at increased risk of developing the disease.(2) Genetic susceptibility is related to specific human leukocyte antigen (HLA) markers. More than 97% of individuals with celiac disease in the United States haveDQ2and/orDQ8HLA markers, compared to approximately 40% of the general population. For this reason,HLA-DQ2andHLA-DQ8are considered genetic risk factors for celiac disease and are required, but not sufficient, for the disease process to occur. A definitive diagnosis of celiac disease requires a jejunal biopsy demonstrating villous atrophy.(3) Given the invasive nature and cost of the biopsy, serologic and genetic laboratory tests may be used to identify individuals with a high probability of having celiac disease. Because no single laboratory test can be relied upon completely to establish a diagnosis of celiac disease, individuals with positive laboratory results may be referred for small intestinal biopsy, thereby decreasing the number of unnecessary invasive procedures (seeCeliac Disease Diagnostic Testing Algorithm). In terms of serology, celiac disease is associated with a variety of autoantibodies, including endomysial antibody (EMA), tissue transglutaminase (tTG), and deamidated gliadin antibodies.(4) Although the IgA isotype of these antibodies usually predominates in celiac disease, individuals may also produce IgG isotypes, particularly if the individual is IgA deficient. The most sensitive and specific serologic test is tTG IgA isotype, in individuals who produce sufficient total IgA. For individuals who are IgA deficient, testing for tTG and deamidated gliadin IgG antibodies is required. The treatment for celiac disease is maintenance of a gluten-free diet. In most patients who adhere to this diet, concentrations of associated autoantibodies decline, which is sometimes also accompanied by reconstitution of the small intestinal villi. In most patients, an improvement in clinical symptoms is observed. For evaluation purposes, all serologic tests ordered for the diagnosis of celiac disease should be performed while the patient is on a gluten-containing diet. Once a patient has initiated the gluten-free diet, serologic testing may be repeated to assess the response to treatment. In some patients, it may take up to 1 year for antibody titers to normalize. Persistently elevated results suggest poor adherence to the gluten-free diet or the possibility of refractory celiac disease. SeeCeliac Disease Diagnostic Testing Algorithmfor the recommended approach to a patient suspected of celiac disease. An algorithm is available for monitoring the patient's response to treatment, seeCeliac Disease Routine Treatment Monitoring Algorithm. | <4.0 U/mL (negative) 4.0-10.0 U/mL (weak positive) >10.0 U/mL (positive) Reference values apply to all ages. | Positive results for tissue transglutaminase (tTG) IgA antibodies are consistent with a diagnosis for celiac disease and possibly for dermatitis herpetiformis. For individuals with moderately to strongly positive results, a diagnosis of celiac disease is possible and a small intestinal biopsy should be considered to confirm the diagnosis. Negative results for tTG IgA antibodies indicate a decreased likelihood of celiac disease. A decrease in the concentration of tTG IgA may begin after initiation of a gluten-free diet and could indicate a response to therapy. | This test should not be solely relied upon to establish adiagnosis of celiac disease. It should be used to identify patientswho have an increased probability of having celiac disease andin whom a small intestinal biopsy is recommended. Affected individuals who have been on a gluten-free diet prior to testing may have a negative result. For individuals who test negative, IgA deficiency should be considered. If total IgA is normal and tissue transglutaminase (tTG) IgA is negative, there is a low probability of the patient having celiac disease and a biopsy may not be necessary. If serology is negative or there is substantial clinical doubt remaining, then further investigation should be performed with endoscopy and bowel biopsy. This is especially important in patients with frank malabsorptive symptoms since many syndromes can mimic celiac disease. For the patient with frank malabsorptive symptoms, bowel biopsy should be performed regardless of serologic test results. The antibody pattern in dermatitis herpetiformis may be more variable than in celiac disease; therefore, both endomysial and tTG antibody determinations are recommended to maximize the sensitivity of the serologic tests. | 1. Rubin JE, Crowe SE: Celiac disease. Ann Int Med. 2020 Jan 7;172(1):ITC1-ITC16 2. Lebwohl B, Rubio-Tapia A: Epidemiology, presentation, and diagnosis of celiac disease. Gastroenterology. 2021 Jan;160(1):63-75 3. Rubio-Tapia A, Hill ID, Kelly CP, Calderwood AH, Murray JA, American College of Gastroenterology: ACG clinical guidelines: diagnosis and management of celiac disease. Am J Gastroenterol. 2013 May;108(5):656-676 4. Penny HA, Raju SA, Sanders DS: Progress in the serology-based diagnosis and management of adult celiac disease. Expert Rev Gastroenterol Hepatol. 2020 Mar;14(3):147-154 | Microwells are precoated with recombinant human tissue transglutaminase (tTG) antigen expressed in Baculovirus cells using complementary DNA coding for the long-spliced isoform of human tTG. Calibrators, controls, and diluted patient samples are added to the wells, and autoantibodies recognizing the tTG antigen bind during the first incubation. After washing the wells to remove all unbound proteins, purified peroxidase-labeled rabbit antihuman IgA (alpha chain specific) conjugate is added. The conjugate binds to the captured human autoantibody, and the excess unbound conjugate is removed by a further wash step. Bound conjugate is visualized with 3,3',5,5'-tetramethylbenzidine substrate, which gives a blue reaction product, the intensity of which is proportional to the concentration of the autoantibody in the sample. Phosphoric acid is added to each well to stop the reaction. This produces a yellow end point color, which is read at 450 nm. Testing is performed on the Agility instrument by Dynex.(Package insert: QUANTA Lite R h-tTG IgA. Inova Diagnostics, Inc; rev 8, 01/2020) | Same day/1 to 4 days | 14 days | This test has been cleared, approved, or is exempt by the US Food and Drug Administration and is used per manufacturer's instructions. Performance characteristics were verified by Mayo Clinic in a manner consistent with CLIA requirements. | 86364 | Tissue Transglutaminase Ab, IgA, S | 46128-5 | TTGA | Tissue Transglutaminase Ab, IgA, S | 46128-5
TTGG | Tissue Transglutaminase Antibody, IgG, Serum | For individuals with IgA deficiency: Evaluating patients suspected of having celiac disease, including patients with compatible clinical symptoms, patients with atypical symptoms, and individuals at increased risk (family history, previous diagnosis with associated disorder, positivity forHLA DQ2and/orDQ8 Screening test for dermatitis herpetiformis, in conjunction with an endomysial antibody test Monitoring response to gluten-free diet in patients with dermatitis herpetiformis and celiac disease | Enzyme-Linked Immunosorbent Assay (ELISA) | Yes | Tissue Transglutaminase Ab, IgG, S | The following algorithms are available: | Collection Container/Tube: Preferred:Serum gel Acceptable:Red top Submission Container/Tube: Plastic vial Specimen Volume:0.5 mL Collection Instructions:Centrifuge and aliquot serum into a plastic vial. | 0.4 mL | Celiac disease (gluten-sensitive enteropathy, celiac sprue) results from an immune-mediated inflammatory process following ingestion of wheat, rye, or barley proteins that occurs in genetically susceptible individuals.(1) The inflammation in celiac disease occurs primarily in the mucosa of the small intestine, which leads to villous atrophy. Common clinical manifestations related to gastrointestinal inflammation include abdominal pain, malabsorption, diarrhea, and/or constipation.Clinical symptoms of celiac disease are not restricted to the gastrointestinal tract. Other common manifestations of celiac disease include failure to grow (delayed puberty and short stature), iron deficiency, recurrent fetal loss, osteoporosis, chronic fatigue, recurrent aphthous stomatitis (canker sores), dental enamel hypoplasia, and dermatitis herpetiformis.Patients with celiac disease may also present with neuropsychiatric manifestations including ataxia and peripheral neuropathy and are at increased risk for development of non-Hodgkin lymphoma.The disease is also associated with other clinical disorders including thyroiditis, type I diabetes mellitus, Down syndrome, and IgA deficiency. Individuals with family members who have celiac disease are at increased risk of developing the disease.(2) Genetic susceptibility is related to specific human leukocyte antigen (HLA)markers. More than 97% of individuals with celiac disease in the United States haveDQ2and/orDQ8HLA markers, compared to approximately 40% of the general population. For this reason,HLA-DQ2andHLA-DQ8are considered genetic risk factors for celiac disease and are required, but not sufficient, for the disease process to occur. A definitive diagnosis of celiac disease requires a jejunal biopsy demonstrating villous atrophy.(3) Given the invasive nature and cost of the biopsy, serologic and genetic laboratory tests may be used to identify individuals with a high probability of having celiac disease. Because no single laboratory test can be relied upon completely to establish a diagnosis of celiac disease, individuals with positive laboratory results may be referred for small intestinal biopsy, thereby decreasing the number of unnecessary invasive procedures (seeCeliac Disease Diagnostic Testing Algorithm). In terms of serology, celiac disease is associated with a variety of autoantibodies, including endomysial antibody, tissue transglutaminase (tTG), and deamidated gliadin antibodies.(4) Although the IgA isotype of these antibodies usually predominates in celiac disease, individuals may also produce IgG isotypes, particularly if the individual is IgA deficient. The most sensitive and specific serologic test is tTG IgA isotype, in individuals who produce sufficient total IgA. For individuals who are IgA deficient, testing for tTG and deamidated gliadin IgG antibodies is required. The treatment for celiac disease is maintenance of a gluten-free diet. In most patients who adhere to this diet, concentrations of associated autoantibodies decline, which is sometimes also accompanied by reconstitution of the small intestinal villi. In most patients, an improvement in clinical symptoms is observed. For evaluation purposes, all serologic tests ordered for the diagnosis of celiac disease should be performed while the patient is on a gluten-containing diet. Once a patient has initiated the gluten-free diet, serologic testing may be repeated to assess the response to treatment. In some patients, it may take up to 1 year for antibody titers to normalize. Persistently elevated results suggest poor adherence to the gluten-free diet or the possibility of refractory celiac disease. SeeCeliac Disease Diagnostic Testing Algorithmfor the recommended approach to a patient suspected of celiac disease. An algorithm is available for monitoring the patient's response to treatment, seeCeliac Disease Routine Treatment Monitoring Algorithm. | <6.0 U/mL (negative) 6.0-9.0 U/mL (weak positive) >9.0 U/mL (positive) Reference values apply to all ages. | Positive results for tissue transglutaminase (tTG) IgG antibodies are consistent with a diagnosis for celiac disease, particularly in individuals who are IgA deficient. For individuals with moderately to strongly positive results, a diagnosis of celiac disease is possible and a small intestinal biopsy should be considered to confirm the diagnosis. Negative results for tTG IgG antibodies indicate a decreased likelihood of celiac disease. A decrease in the concentration of tTG IgG may begin after initiation of a gluten-free diet and could indicate a response to therapy. | Because IgA antibodies typically predominate in celiac disease,testing for tissue transglutaminase (tTG) IgA antibodies is preferred over tTG IgG antibodies,except in the presence of IgA deficiency. This test should not be solely relied upon to establish adiagnosisof celiac disease. It should be used to identify patientswho havean increased probability of having celiac disease andin whom asmall intestinal biopsy is recommended. Affected individuals who have been on a gluten-free diet prior totesting may have a negative result. If serology is negative or there is substantial clinical doubtremaining, then further investigation should be performed withendoscopy and small intestinal biopsy. This is especially important inpatients with frank malabsorptive symptoms since manysyndromes can mimic celiac disease. For the patient with frankmalabsorptive symptoms, small intestinal biopsy should be performedregardless of serologic test results. The antibody pattern in dermatitis herpetiformis may be morevariable than in celiac disease; therefore, both endomysial antibodies and tTGantibody determinations are recommended to maximize thesensitivity of the serologic tests. | 1. Rubin JE, Crowe SE: Celiac disease. Ann Intern Med. 2020 Jan;172(1):ITC1-ITC16. doi: 10.7326/AITC202001070 2. Lebwohl B, Rubio-Tapia A: Epidemiology, presentation, and diagnosis of celiac disease. Gastroenterology. 2021 Jan;160(1):63-75. doi: 10.1053/j.gastro.2020.06.098 3. Rubio-Tapia A, Hill ID, Kelly CP, Calderwood AH, Murray J, American College of Gastroenterology: ACG clinical guidelines: Diagnosis and management of celiac disease. Am J Gastroenterol. 2013 May;108(5):656-76; quiz 677. doi: 10.1038/ajg.2013.794. 4. Penny HA, Raju SA, Sanders DS: Progress in the serology-based diagnosis and management of adult celiac disease. Exp Rev Gastroenterol Heptatol. 2020 Mar;14(3):147-154. doi: 10.1080/17474124.2020.1725472 | Microwells are precoated with recombinant human tissue transglutaminase (tTG) antigen expressed in Baculovirus cells using complementary DNA coding for the long-spliced isoform of human tTG. Calibrators, controls, and diluted patient samples are added to the wells, and autoantibodies recognizing the tTG antigen bind during the first incubation. After washing the wells to remove all unbound proteins, purified peroxidase-labeled rabbit antihuman IgG (alpha chain specific) conjugate is added. The conjugate binds to the captured human autoantibody, and the excess unbound conjugate is removed by a further wash step. Bound conjugate is visualized with 3,3',5,5'-tetramethylbenzidine substrate, which gives a blue reaction product, the intensity of which is proportional to the concentration of the autoantibody in the sample. Phosphoric acid is added to each well to stop the reaction. This produces a yellow end point color, which is read at 450 nm. Testing is performed on the Agility instrument by Dynex.(Package insert: QUANTA Lite R h-tTG IgG. Inova Diagnostics, Inc; Rev. 8, 01/2020.) | Same day/1 to 4 days | 14 days | This test has been cleared, approved, or is exempt by the US Food and Drug Administration and is used per manufacturer's instructions. Performance characteristics were verified by Mayo Clinic in a manner consistent with CLIA requirements. | 86364 | Tissue Transglutaminase Ab, IgG, S | 56537-4 | TTGG | Tissue Transglutaminase Ab, IgG, S | 56537-4
TIU24 | Titanium, 24 Hour, Urine | Monitoring exposure and elimination of titanium in a 24 hour urine specimen | Triple-Quadrupole Inductively Coupled Plasma-Mass Spectrometry (ICP-MS/MS) | Yes | Titanium, 24 HR, U | Urine | Patient Preparation:High concentrations of gadolinium and iodine are known to interfere with most metal tests. If either gadolinium- or iodine-containing contrast media has been administered, a specimen should not be collected for 96 hours. Supplies:Urine Tubes, 10 mL (T068) Container/Tube:Plastic, 10-mL urine tube or clean, plastic aliquot container with no metal cap or glued insert Specimen Volume:10 mL Collection Instructions: 1. Collect urine for 24 hours. 2. Leave specimen ambient until received at the collection center. 3. Weigh urine for total volume. 4. Pour off aliquot, freeze, and send to laboratory frozen. 4. SeeMetals Analysis Specimen Collection and Transportfor complete instructions. Additional Information:SeeUrine Preservatives-Collection and Transportation for 24-Hour Urine Specimensfor multiple collections. | 0.3 mL | Titanium is the ninth most abundant element in the earth's crust. Its light weight and high strength are useful in alloys for diverse applications. There is no evidence that titanium is an essential element. Due in part to titanium's oxide formation propensity, the element is considered to be nontoxic. Soils, drinking water, and air all contain trace amounts of titanium. The food processing industry uses large quantities of titanium as a food additive; processed foods contain higher levels than are found in most produce and organic food-stuffs. The average daily oral intake through food consumption is 0.1 to 1 mg/day, which accounts for more than 99% of exposure. Gastrointestinal absorption of titanium is low (approximately 3%), and most of the ingested titanium is rapidly excreted in the urine and stool. The total body burden of titanium is usually in the range of 9 to 15 mg, a significant portion of which is contained in the lung. Titanium dust entering the respiratory tract is nonirritating and is almost completely nonfibrogenic in humans. Titanium-containing alloys are used in some artificial joints, prosthetic devices, and implants. Titanium dioxide allows osseointegration between an artificial medical implant and bone. Despite their wide use, exposure to these materials has not been linked to toxicity. In one study, patients monitored up to 36 months following joint replacement with titanium-containing joints showed a statistically significant increase in detectable titanium. While titanium concentrations are not a measure of toxicity, they can be useful in determining whether implant breakdown is occurring. | 0-17 years: Not established > or =18 years: <1 mcg/24 h | Elevated concentrations of urinary titanium have been reported after documented exposures. | Titanium is a trace metal commonly used in alloys and readily present in the environment. Thus, contamination of the collection site and of the specimen must be avoided. Failure to use metal-free collection procedures and devices may cause falsely increased results. See Specimen Required for collection and processing information. | 1. Rifai N, Horvath AR, Wittwer, CT, eds. Tietz Textbook of Clinical Chemistry and Molecular Diagnostics 6th ed. Elsevier; 2018 2. Barry J, Lavigne M, Vendittoli PA. Evaluation of the method for analyzing chromium, cobalt and titanium ion levels in the blood following hip replacement with a metal-on-metal prosthesis. J Anal Toxicol. 2013;37(2):90-6 3. Sarmiento-Gonzalez, A, et al. High resolution ICP-MS determination of Ti, V, Cr, Co, Ni, and Mo in human blood and urine of patients implanted with a hip or knee prothesis. Anal Bioanal Chem. 2008;391(7):2583-9 4. Kim KT, Eo MY, Nguyen TTH, Kim SM. General review of titanium toxicity. Int J Implant Dent. 2019;5(1):10. Published 2019 Mar 11. doi:10.1186/s40729-019-0162-x 5. Jacobs JJ, Skipor AK, Patterson LM, et al. Metal release in patients who have had a primary total hip arthroplasty. A prospective, controlled, longitudinal study. J Bone Joint Surg Am. 1998;80(10):1447-1458 6. Liu TK, Liu SH, Chang CH, Yang RS. Concentration of metal elements in the blood and urine in the patients with cementless total knee arthroplasty. Tohoku J Exp Med. 1998;185(4):253-262 7. Jin T, M Berlin: Titanium. G Nordberg B Fowler M Nordberg et al. Handbook on the toxicology of metals. 3rd ed 2007 Academic Press Amsterdam 861-870 8. Chao EY, Frassica F, Prichard DJ, Moyer TP. Metal ion release in patients with porous coated megaprostheses. 41st Annual Meeting of the Orthopaedic Research Society, Orlando, Florida, 1995 Feb 13-16 | Titanium in urine is analyzed by inductively coupled plasma triple-quadrupole mass spectrometry in mass shift mode using ammonia as a reaction gas, gallium as an internal standard, and a salt matrix calibration. (Unpublished Mayo method) | 1 to 3 days | 14 days | This test was developed and its performance characteristics determined by Mayo Clinic in a manner consistent with CLIA requirements. It has not been cleared or approved by the US Food and Drug Administration. | 83018 | Titanium, 24 HR, U | 29929-7 | VL73 | Urine Volume | 3167-4
TIWB | Titanium, Blood | Detecting and monitoring titanium exposure and potential implant status in patients with orthopedic implants | Triple-Quadrupole Inductively Coupled Plasma Mass Spectrometry (ICP-MS/MS) | Yes | Titanium, B | Whole blood | Patient Preparation:High concentrations of gadolinium and iodine are known to interfere with most metal tests. If either gadolinium- or iodine-containing contrast media has been administered,the specimen should not be collected for at least 96 hours. Supplies:Metal Free B-D Tube (EDTA), 6 mL (T183) Collection Container/Tube:Plain, royal blue-top (EDTA) plastic trace element blood collection tube Specimen Volume:1.0 mL Collection Instructions: 1. SeeMetals Analysis Specimen Collection and Transportfor complete instructions. 2. Send whole blood specimen in original collection tube.Do not aliquot. | 0.3 mL | Titanium is the ninth most abundant element in the earth's crust. Its light weight and high strength are useful in alloys for diverse applications. There is no evidence that titanium is an essential element. Due in part to titanium's oxide formation propensity, the element is considered to be nontoxic. Soils, drinking water, and air all contain trace amounts of titanium. The food processing industry uses large quantities of titanium as a food additive; processed foods contain higher levels than are found in most produce and organic food products. The average daily oral intake through food consumption is 0.1 to 1 mg/day, which accounts for more than 99% of exposure. Gastrointestinal absorption of titanium is low (approximately 3%), and the majority of ingested titanium is rapidly excreted in the urine and stool. The total body burden of titanium is usually in the range of 9 to 15 mg, a significant portion of which is contained in the lungs. Titanium dust entering the respiratory tract is nonirritating and is almost completely nonfibrogenic in humans. Titanium-containing alloys are used in some artificial joints, prosthetic devices, and implants. Titanium dioxide allows osseointegration between an artificial medical implant and bone. Despite their wide use, exposure to these materials has not been linked to toxicity. In one study, patients monitored up to 36 months following joint replacement with titanium-containing joints showed a statistically significant increase in detectable titanium. While titanium concentrations are not a measure of toxicity, they are useful in determining whether implant breakdown is occurring. Blood titanium concentrations are likely to be increased above the reference range in patients with metallic joint prosthesis. Prosthetic devices produced by Zimmer Company and Johnson and Johnson typically are made of aluminum, vanadium, and titanium. This list of products is incomplete, and these products change occasionally; see prosthesis product information for each device for composition details. | 0-17 years: Not established > or =18 years: <2 ng/mL | Clinically, this test is used to detect and monitor titanium exposure and potential implant status in patients with orthopedic implants. Increased concentrations in blood have been proposed as a marker of component wear. | Titanium is a trace metal commonly used in alloys and readily present in the environment. Thus, contamination of the collection site and of the specimen must be avoided. Failure to use metal-free collection procedures and devices may cause falsely increased results. See Specimen Required for collection and processing information. | 1. Rifai N, Horvath AR, Wittwer, CT, eds. Tietz Textbook of Clinical Chemistry and Molecular Diagnostics 6th ed. Elsevier; 2018 2. Barry J, Lavigne M, Vendittoli PA. Evaluation of the method for analyzing chromium, cobalt and titanium ion levels in the blood following hip replacement with a metal-on-metal prosthesis. J Anal Toxicol. 2013;37(2):90-96 3. Sarmiento-Gonzalez A, Marchante-Gayon JM, Tejerina-Lobo JM, Paz-Jimenez J, Sanz-Medel A. High-resolution ICP-MS determination of Ti, V, Cr, Co, Ni, and Mo in human blood and urine of patients implanted with a hip or knee prosthesis. Anal Bioanal Chem. 2008;391(7):2583-2589 4. Chao EY, Frassica F, Prichard DJ, Moyer TP. Metal ion release in patients with porous coated megaprostheses. 41st Annual Meeting of the Orthopaedic Research Society, Orlando, Florida, 1995 Feb 13-16 5. Jacobs JJ, Skipor AK, Patterson LM, et al. Metal release in patients who have had a primary total hip arthroplasty. A prospective, controlled, longitudinal study. J Bone Joint Surg Am. 1998;80(10):1447-1458 6. Liu TK, Liu SH, Chang CH, Yang RS. Concentration of metal elements in the blood and urine in the patients with cementless total knee arthroplasty. Tohoku J Exp Med. 1998;185(4):253-262 7. Krachler M, Domej W, Irgolic KJ. Concentrations of trace elements in osteoarthritic knee-joint effusions. Biol Trace Elem Res. 2000;75:253-263 8. Swiatkowska I, Martin N, Hart AJ. Blood titanium level as a biomarker of orthopaedic implant wear. J Trace Elem Med Biol. 2019;53:120-128. doi:10.1016/j.jtemb.2019.02.013 9. Yao JJ, Lewallen EA, Thaler R, et al. Challenges in the measurement and interpretation of serum titanium concentrations. Biol Trace Elem Res. 2020;196(1):20-26. doi:10.1007/s12011-019-01891-4 10. Swiatkowska I, Martin NG, Henckel J, Apthorp H, Hamshere J, Hart AJ. Blood and plasma titanium levels associated with well-functioning hip implants. J Trace Elem Med Biol. 2020;57:9-17. doi:10.1016/j.jtemb.2019.09.005 11. Kim KT, Eo MY, Nguyen TTH, Kim SM. General review of titanium toxicity. Int J Implant Dent. 2019;5(1):10. Published 2019 Mar 11. doi:10.1186/s40729-019-0162-x | Titanium in blood is analyzed by inductively coupled plasma triple-quadrupole mass spectrometry in mass shift mode using ammonia as a reaction gas, gallium as an internal standard, and a salt matrix calibration.(Unpublished Mayo method) | 2 to 8 days | 14 days | This test was developed and its performance characteristics determined by Mayo Clinic in a manner consistent with CLIA requirements. It has not been cleared or approved by the US Food and Drug Administration. | 83018 | Titanium, B | 59753-4 | 614612 | Titanium, B | 59753-4
TIS | Titanium, Serum | Monitoring metallic prosthetic implant wear | Triple-Quadrupole Inductively Coupled Plasma Mass Spectrometry (ICP-MS) | Yes | Titanium, S | Serum | Patient Preparation:High concentrations of gadolinium and iodine are known to interfere with most metal tests. If either gadolinium- or iodine-containing contrast media has been administered, a specimen should not be collected for at least 96 hours. Supplies: -Metal Free Specimen Vial (T173) -Metal Free B-D Tube (No Additive), 6 mL (T184) Collection Container/Tube:Plain, royal blue-top Vacutainer plastic trace element blood collection tube Submission Container/Tube:7-mL Metal-free, screw-capped, polypropylene vial Specimen Volume:1.2 mL Collection Instructions: 1. Allow specimen to clot for 30 minutes; then centrifuge the specimen to separate serum from the cellular fraction. 2. Remove the stopper. Carefully pour specimen into a metal-free, polypropylene vial, avoiding transfer of the cellular components of blood.Do notinsert a pipet into the serum to accomplish transfer, anddo notream the specimen with a wooden stick to assist with serum transfer. 3. SeeMetals Analysis Specimen Collection and Transportfor complete instructions. | 0.4 mL | Titanium is the ninth most abundant element in the earth's crust. Multiple oxidation states between 2+ and 4+ allow formation of a variety of compounds. There is no evidence that titanium is an essential element. Due in part to titanium's oxide formation propensity, the element is considered to be nontoxic. Soils, drinking water, and air all contain trace amounts of titanium. The food processing industry uses large quantities of titanium as a food additive; processed foods contain higher levels than are found in most produce and organic foodstuffs. The average daily oral intake through food consumption is 0.1 to 1 mg/day, which accounts for more than 99% of exposure. Gastrointestinal absorption of titanium is low (approximately 3%), and most of the ingested titanium is rapidly excreted in the urine and stool. The total body burden of titanium is usually in the range of 9 to 15 mg, a significant portion of which is contained in the lungs. Titanium dust entering the respiratory tract is nonirritating and is almost completely non-fibrogenic in humans. Titanium-containing alloys are used in some artificial joints, prosthetic devices, and implants. Titanium dioxide allows osseointegration between an artificial medical implant and bone. Despite their wide use, to date, exposure to these materials has not been linked to toxicity. In one study, patients monitored up to 36 months following joint replacement with titanium-containing joints showed a statistically significant increase in detectable serum titanium. While titanium concentrations are not a measure of toxicity, they are useful in determining whether implant breakdown is occurring. Serum titanium concentrations are likely to be increased above the reference range in patients with metallic joint prosthesis. Prosthetic devices produced by Zimmer Company and Johnson and Johnson typically are made of aluminum, vanadium, and titanium. This list of products is incomplete, and these products change occasionally; see prosthesis product information for each device for composition details. | <2 ng/mL | Prosthesis wear is known to result in increased circulating concentration of metal ions. In the absence of an implant, circulating titanium is below 1 ng/mL. Modest increase (1.0-3.0 ng/mL) in serum titanium concentration is evident with a prosthetic device in good condition. Serum concentrations above 10ng/mL in a patient with titanium-based implant suggest prosthesis wear. Increased serum titanium concentration in the absence of corroborating clinical information does not independently predict prosthesis wear or failure. | Titanium is a trace metal commonly used in alloys and readily present in the environment. Thus, contamination of the collection site and of the specimen must be avoided. Failure to use metal-free collection procedures and devices may cause falsely increased results. See Specimen Required for collection and processing information. | 1. Rifai N, Horvath AR, Wittwer, CT, eds. Tietz Textbook of Clinical Chemistry and Molecular Diagnostics 6th ed. Elsevier; 2018 2. Chao EY, Frassica F, Prichard DJ, Moyer TP: Metal ion release in patients with porous coated megaprostheses. 41st Annual Meeting of the Orthopaedic Research Society, Orlando, Florida, 1995 Feb 13-16 3. Jacobs JJ, Skipor AK, Patterson LM, et al. Metal release in patients who have had a primary total hip arthroplasty. A prospective, controlled, longitudinal study. J Bone Joint Surg Am. 1998;80(10):1447-1458 4. Liu TK, Liu SH, Chang CH, Yang RS. Concentration of metal elements in the blood and urine in the patients with cementless total knee arthroplasty. Tohoku J Exp Med. 1998;185:253-262 5. Krachler M, Domj W, Irgolic KJ. Concentrations of trace elements in osteoarthritic knee-joint effusions. Biol Trace Elem Res. 2000;75:253-263 | The metal of interest is analyzed by inductively coupled plasma mass spectrometry.(Unpublished Mayo method) | 2 to 8 days | 14 days | This test was developed and its performance characteristics determined by Mayo Clinic in a manner consistent with CLIA requirements. It has not been cleared or approved by the US Food and Drug Administration. | 83018 | Titanium, S | 8244-6 | 89367 | Titanium, S | 8244-6
TIUCR | Titanium/Creatinine Ratio, Random, Urine | Monitoring exposure and elimination of titanium | TICU: Triple-Quadrupole Inductively Coupled Plasma-Mass Spectrometry (ICP-MS/MS) CRTFR: Enzymatic Colorimetric Assay | Yes | Titanium/Creat Ratio, Random, U | Urine | Patient Preparation:High concentrations of gadolinium and iodine are known to interfere with most metal tests. If either gadolinium- or iodine-containing contrast media has been administered,the specimen should not be collected for at least 96 hours. Supplies:Urine Tubes, 10 mL (T068) Collection Container/Tube:Clean, plastic urine collection container Submission Container/Tube:Plastic,10-mL urine tubeor a clean, plastic aliquot container with no metal cap or glued insert Specimen Volume:7 mL Collection Instructions: 1. Collect a random urine specimen. 2. SeeMetals Analysis Specimen Collection and Transportfor complete instructions. | 2 mL | Titanium is the ninth most abundant element in the earth's crust. Its light weight and high strength are useful in alloys for diverse applications. There is no evidence to date that titanium is an essential element. Due in part to titanium's oxide formation propensity, the element is considered to be nontoxic. Soils, drinking water, and air all contain trace amounts of titanium. The food processing industry uses large quantities of titanium as a food additive; processed foods contain higher levels than are found in most produce and organic food products. The average daily oral intake through food consumption is 0.1 to 1 mg/day, which accounts for more than 99% of exposure. Gastrointestinal absorption of titanium is low (approximately 3%), and most of the ingested titanium is rapidly excreted in the urine and stool. The total body burden of titanium is usually in the range of 9 to 15 mg, a significant portion of which is contained in the lungs. Titanium dust entering the respiratory tract is nonirritating and is almost completely nonfibrogenic in humans. Titanium-containing alloys are used in some artificial joints, prosthetic devices, and implants. Titanium dioxide allows osseointegration between an artificial medical implant and bone. Despite their wide use, exposure to these materials has not been linked to toxicity. In one study, patients monitored up to 36 months following joint replacement with titanium-containing joints showed a statistically significant increase in detectable titanium. While titanium concentrations are not a measure of toxicity, they can be useful in determining whether implant breakdown is occurring. | TITANIUM 0-17 years: Not established > or =18 years: <0.4 mcg/g creatinine CREATININE > or =18 years old: 16-326 mg/dL Reference values have not been established for patients who are less than 18 years of age. | Elevated concentrations of urinary titanium have been reported after documented exposures. | Titanium is a trace metal commonly used in alloys and readily present in the environment. Thus, contamination of the collection site and of the specimen must be avoided. Failure to use metal-free collection procedures and devices may cause falsely increased results. See Specimen Required for collection and processing information. | 1. Rifai N, Horvath AR, Wittwer, CT, eds. Tietz Textbook of Clinical Chemistry and Molecular Diagnostics 6th ed. Elsevier; 2018 2. Barry J, Lavigne M, Vendittoli PA. Evaluation of the method for analyzing chromium, cobalt and titanium ion levels in the blood following hip replacement with a metal-on-metal prosthesis. J Anal Toxicol. 2013;37(2):90-6 3. Sarmiento-Gonzalez, A, et al. High resolution ICP-MS determination of Ti, V, Cr, Co, Ni, and Mo in human blood and urine of patients implanted with a hip or knee prothesis. Anal Bioanal Chem. 2008;391(7):2583-9 4. Kim KT, Eo MY, Nguyen TTH, Kim SM. General review of titanium toxicity. Int J Implant Dent. 2019;5(1):10. Published 2019 Mar 11. doi:10.1186/s40729-019-0162-x 5. Jacobs JJ, Skipor AK, Patterson LM, et al: Metal release in patients who have had a primary total hip arthroplasty. A prospective, controlled, longitudinal study. J Bone Joint Surg Am. 1998;80(10):1447-1458 6. Liu TK, Liu SH, Chang CH, Yang RS. Concentration of metal elements in the blood and urine in the patients with cementless total knee arthroplasty. Tohoku J Exp Med. 1998;185(4):253-262 7.JinT,MBerlin:Titanium.GNordbergBFowlerMNordberget al.Handbook on the toxicology of metals.3rd ed2007Academic PressAmsterdam861-870 8. Chao EY, Frassica F, Prichard DJ, Moyer TP. Metal ion release in patients with porous coated megaprostheses. 41st Annual Meeting of the Orthopaedic Research Society, Orlando, Florida, 1995 Feb 13-16 | Titanium: Titanium in urine is analyzed by inductively coupled plasma triple-quadrupole mass spectrometry in mass shift mode using ammonia as a reaction gas, gallium as an internal standard, and a salt matrix calibration.(Unpublished Mayo method) Creatinine: The enzymatic method is based on the determination of sarcosine from creatinine with the aid of creatininase, creatinase, and sarcosine oxidase. The liberated hydrogen peroxide is measured via a modified Trinder reaction using a colorimetric indicator. Optimization of the buffer system and the colorimetric indicator enables the creatinine concentration to be quantified both precisely and specifically. (Package insert: Creatinine plus ver 2. Roche Diagnostics; V15.0, 03/2019) | 1 to 7 days | 14 days | This test was developed and its performance characteristics determined by Mayo Clinic in a manner consistent with CLIA requirements. It has not been cleared or approved by the US Food and Drug Administration. | 8257083018 | Titanium/Creat Ratio, Random, U | 104656-4 | 614615 | Titanium/Creat Ratio, U | 104656-4
TICU | Titanium/Creatinine Ratio, Urine | Measurement of titanium concentration as part of a profile to assess exposure and elimination of titanium | Only orderable as part of a profile. For more information see TIUCR / Titanium/Creatinine Ratio, Random, Urine. Inductively Coupled Plasma-Mass Spectrometry (ICP-MS) | Yes | Titanium/Creat Ratio, U | Urine | Only orderable as part of a profile. For more information see TIUCR /Titanium/Creatinine Ratio, Random, Urine. Patient Preparation:High concentrations of gadolinium and iodine are known to interfere with most metal tests. If either gadolinium- or iodine-containing contrast media has been administered,the specimen should not be collected for at least 96 hours. Supplies:Urine Tubes, 10 mL (T068) Collection Container/Tube:Clean, plastic urine collection container Submission Container/Tube:Plastic,10-mL urine tubeor a clean, plastic aliquot container with no metal cap or glued insert Specimen Volume:7 mL Collection Instructions: 1. Collect a random urine specimen. 2. SeeTrace Metals Analysis Specimen Collection and Transportfor complete instructions. | 1 mL | Titanium is the ninth most abundant element in the earth's crust. Its light weight and high strength are useful in alloys for diverse applications. There is no evidence to date that titanium is an essential element. Due in part to titanium's oxide formation propensity, the element is considered to be nontoxic. Soils, drinking water, and air all contain trace amounts of titanium. The food processing industry uses large quantities of titanium as a food additive; processed foods contain higher levels than are found in most produce and organic food products. The average daily oral intake through food consumption is 0.1 to 1 mg/day, which accounts for more than 99% of exposure. Gastrointestinal absorption of titanium is low (approximately 3%), and most of ingested titanium is rapidly excreted in the urine and stool. The total body burden of titanium is usually in the range of 9 to 15 mg, a significant portion of which is contained in the lung. Titanium dust entering the respiratory tract is nonirritating and is almost completely nonfibrogenic in humans. Titanium-containing alloys are used in some artificial joints, prosthetic devices, and implants. Titanium dioxide allows osseointegration between an artificial medical implant and bone. Despite their wide use, exposure to these materials has not been linked to toxicity. In one study, patients monitored up to 36 months following joint replacement with titanium-containing joints showed a statistically significant increase in detectable titanium. While titanium concentrations are not a measure of toxicity, they can be useful in determining whether implant breakdown is occurring. | Only orderable as part of a profile. For more information see TIUCR /Titanium/Creatinine Ratio, Random, Urine. 0-17 years: Not established > or =18 years: <0.4 mcg/g Cr | Elevated concentrations of urinary titanium have been reported after documented exposures. | Titanium is a trace metal commonly used in alloys and readily present in the environment. Thus, contamination of the collection site and of the specimen must be avoided. Failure to use metal-free collection procedures and devices may cause falsely increased results. See Specimen Required for collection and processing information. | 1. Rifai N, Horvath AR, Wittwer, CT, eds. Tietz Textbook of Clinical Chemistry and Molecular Diagnostics 6th ed. Elsevier; 2018 2. Barry J, Lavigne M, Vendittoli PA. Evaluation of the method for analyzing chromium, cobalt and titanium ion levels in the blood following hip replacement with a metal-on-metal prosthesis. J Anal Toxicol. 2013;37(2):90-6 3. Sarmiento-Gonzalez, A, et al. High resolution ICP-MS determination of Ti, V, Cr, Co, Ni, and Mo in human blood and urine of patients implanted with a hip or knee prothesis. Anal Bioanal Chem. 2008;391(7):2583-9 4. Kim KT, Eo MY, Nguyen TTH, Kim SM. General review of titanium toxicity. Int J Implant Dent. 2019;5(1):10. Published 2019 Mar 11. doi:10.1186/s40729-019-0162-x 5. Jacobs JJ, Skipor AK, Patterson LM, et al. Metal release in patients who have had a primary total hip arthroplasty. A prospective, controlled, longitudinal study. J Bone Joint Surg Am. 1998;80(10):1447-1458 6. Liu TK, Liu SH, Chang CH, Yang RS. Concentration of metal elements in the blood and urine in the patients with cementless total knee arthroplasty. Tohoku J Exp Med. 1998;185(4) :253-262 7. Jin T, M Berlin: Titanium. G Nordberg B Fowler M Nordberg et al. Handbook on the toxicology of metals. 3rd ed 2007 Academic Press Amsterdam 861-870 8. Chao EY, Frassica F, Prichard DJ, Moyer TP. Metal ion release in patients with porous coated megaprostheses. 41st Annual Meeting of the Orthopaedic Research Society, Orlando, Florida, 1995 Feb 13-16 | Titanium in urine is analyzed by inductively coupled plasma triple-quadrupole mass spectrometry in mass shift mode using ammonia as a reaction gas, gallium as an internal standard, and a salt matrix calibration.(Unpublished Mayo method) | 1 to 7 days | 14 days | This test was developed and its performance characteristics determined by Mayo Clinic in a manner consistent with CLIA requirements. It has not been cleared or approved by the US Food and Drug Administration. | 83018 | Titanium/Creat Ratio, U | No LOINC Needed | 614615 | Titanium/Creat Ratio, U | 104656-4
TLE1 | TLE-1 Immunostain, Technical Component Only | Aids in the identification of synovial sarcoma | Immunohistochemistry (IHC) | Yes | TLE-1 IHC, Tech Only | For the initial technical component only immunohistochemical (IHC) stain performed, the appropriate bill-only test ID will be reflexed and charged (IHTOI). For each additional technical component only IHC stain performed, an additional bill-only test ID will be reflexed and charged (IHTOA). | Supplies:Immunostain Technical Only Envelope (T693) Specimen Type:Tissue Container/Tube:Immunostains Technical Only Envelope Preferred:2 Unstained positively charged glass slide (25- x 75- x 1-mm) per test ordered; sections 4-microns thick. Acceptable:Formalin-fixed, paraffin-embedded tissue block |  | Transducin-like enhancer of split proteins (TLE-1) associates with chromatin, specifically with histone H3. TLE1 is upregulated in early stages of cell differentiation and may have value in the diagnosis of synovial sarcoma, where it is positive in the majority of the cases. However, this marker is not entirely specific for synovial sarcoma, and results should be interpreted in the context of other clinicopathologic and immunophenotypic features. |  | This test does not include pathologist interpretation, only technical performance of the stain. If interpretation is required, order PATHC / Pathology Consultation for a full diagnostic evaluation or second opinion of the case. The positive and negative controls are verified as showing appropriate immunoreactivity. If a control tissue is not included on the slide, a scanned image of the relevant quality control tissue is available upon request; call 855-516-8404. Interpretation of this test should be performed in the context of the patient's clinical history and other diagnostic tests by a qualified pathologist. | Age of a cut paraffin section can affect immunoreactivity. Stability thresholds vary widely among published literature and are antigen dependent. Best practice is for paraffin sections to be cut within 6 weeks. | 1. Terry J, Saito T, Subramanian S, et al. TLE1 as a diagnostic immunohistochemical marker for synovial sarcoma emerging from gene expression profiling studies. Am J Surg Pathol. 2007;31(2):240-246 2. Baird K, Davis S, Antonescu CR, et al. Gene expression profiling of human sarcomas: insights into sarcoma biology. Can Res. 2005;65:9226-9235 3. Segal NH, Pavlidis P, Antonescu Cr, et al. Classification and subtype prediction of adult soft tissue sarcoma by functional genomics. Am J Pathol. 2003:163:691-700 4.Magaki S, Hojat SA, Wei B, So A, Yong WH. An introduction to the performance of immunohistochemistry. Methods Mol Biol. 2019;1897:289-298. doi:10.1007/978-1-4939-8935-5_25 | Immunohistochemistry on sections of paraffin-embedded tissue.(Unpublished Mayo method) | 1 to 3 days | Until staining is complete. | This test has been cleared, approved, or is exempt by the US Food and Drug Administration and is used per manufacturer's instructions. Performance characteristics were verified by Mayo Clinic in a manner consistent with CLIA requirements. | 88342-TC, primary88341-TC, if additional IHC | TLE-1 IHC, Tech Only | Order only;no result | 70879 | TLE-1 IHC, Tech Only | Bill only; no result
TOBPA | Tobramycin, Peak, Serum | Monitoring adequacy of serum concentration during tobramycin therapy | Immunoassay | Yes | Tobramycin, Peak, S | Serum | Collection Container/Tube: Preferred:Serum gel Acceptable:Red top Submission Container/Tube:Plastic vial Specimen Volume:0.5 mL Collection Instructions: 1. Serum gel tubes should be centrifuged within 2 hours of collection. 2. Red-top tubes should be centrifuged, and the serum aliquoted into a plastic vial within 2 hours of collection. | 0.25 mL | Tobramycin is an antibiotic used to treat life-threatening blood infections caused by gram-negative bacilli, particularlyCitrobacter freundii,Enterobacter(all species),Escherichia coli,Klebsiella pneumoniae,Proteus mirabilis,Providencia stuartii,Pseudomonas aeruginosa, andSerratiaspecies. It is often used in combination with beta-lactam therapy. A tobramycin minimum inhibitory concentration (MIC) of less than 4.0 mcg/mL is considered susceptible for gram-negative bacilli, while a MIC of greater than 8.0 mcg/mL is considered resistant. Toxicities include ototoxicity and nephrotoxicity. This risk is enhanced in presence of other ototoxic or nephrotoxic drugs. Monitoring of serum levels, renal function, and symptoms consistent with ototoxicity is important. For longer durations of use, audiology and vestibular testing should be considered at baseline and periodically during therapy. | Therapeutic: 3.0-12.0 mcg/mL Toxic: >12.0 mcg/mL | Target peak concentrations depend on the type of infection being treated. Peak levels for most infections using conventional dosing are 3.0 to 12.0 mcg/mL. Prolonged exposure to peak concentrations exceeding 12.0 mcg/mL may lead to toxicity. | No significant cautionary statements | 1. Hammett-Stabler CA, Johns T: Laboratory guidelines for monitoring of antimicrobial drugs. Clin Chem 1998;44(5):1129-1140 2. Moyer TP: Therapeutic drug monitoring.InTietz Textbook of Clinical Chemistry. Fourth edition. Edited by CA Burtis, ER Ashwood, Philadelphia, WB Saunders Company, 2006 3. Wilson JW, Estes LL: Mayo Clinic Antimicrobial Therapy Quick Guide. Mayo Clinic Scientific Press and Informa Healthcare USA, 2008 | The assay is based on a homogeneous enzyme immunoassay technique used for the quantitative analysis of tobramycin in human serum or plasma. The assay is based on competition between drug in the sample and drug labeled with the enzyme glucose-6-phosphate dehydrogenase (G6PDH) for antibody binding sites. Enzyme activity decreases upon binding to the antibody, so the drug concentration in the sample can be measured in terms of enzyme activity. Active enzyme converts oxidized nicotinamide adenine dinucleotide (NAD) to NADH (the reduced form of NAD), resulting in an absorbance change that is measured spectrophotometrically. Endogenous serum G6PDH does not interfere because the coenzyme functions only with the bacterial (Leuconostoc mesenteroides) enzyme employed in the assay.(Package insert: Roche Tobramycin reagent, Roche Diagnostic Corp, Indianapolis, IN) | Same day/1 to 2 days | 1 week | This test has been cleared, approved, or is exempt by the US Food and Drug Administration and is used per manufacturer's instructions. Performance characteristics were verified by Mayo Clinic in a manner consistent with CLIA requirements. | 80200 | Tobramycin, Peak, S | 4057-6 | TOBPA | Tobramycin, Peak, S | 4057-6
TOBRA | Tobramycin, Random, Serum | Monitoring adequacy of serum concentration duringtobramycin therapy This unit code is used whenever a specimen is submittedor collected without collection timing information. Thephlebotomist should use this unit code if she or he doesnot know if this is a peak or trough specimen. | Immunoassay | Yes | Tobramycin, Random, S | Serum | Preferred:Serum gel Acceptable:Red top Specimen Volume:0.5 mL Collection Instructions: 1. Serum gel tubes should be centrifuged within 2 hours of collection. 2. Red-top tubes should be centrifuged and aliquoted within 2 hours of collection. | 0.25 mL | Tobramycin is an antibiotic used to treat life-threatening blood infections by gram-negative bacilli, particularlyCitrobacter freundii,Enterobacter(all species),Escherichia coli,Klebsiella pneumoniae,Proteus mirabilis,Providencia stuartii,Pseudomonas aeruginosa, andSerratia. It is often used in combination with beta-lactam therapy. A tobramycin minimum inhibitory concentration (MIC) of less than 4.0 mcg/mL is considered susceptible for gram-negative bacilli, while a MIC of greater than 8.0 mcg/mL is considered resistant. Toxicities include ototoxicity and nephrotoxicity. This risk is enhanced in presence of other ototoxic or nephrotoxic drugs. Monitoring of serum levels, renal function, and symptoms consistent with ototoxicity is important. For longer durations of use, audiology and vestibular testing should be considered at baseline and periodically during therapy. | TOBRAMYCIN, PEAK Therapeutic: 3.0-12.0 mcg/mL Toxic: >12.0 mcg/mL TOBRAMYCIN, TROUGH Therapeutic: <2.0 mcg/mL Toxic: >2.0 mcg/mL | Target peak concentrations depend on the type of infection being treated. Goal trough levels should be below 2.0 mcg/mL. Concentrations refer to conventional (non-pulse) dosing. Prolonged exposure to either peak levels exceeding 12.0 mcg/mL or trough levels exceeding 2.0 mcg/mL may lead to toxicity. | No significant cautionary statements | 1. Hammett-Stabler CA, Johns T: Laboratory Guidelines for Monitoring of Antimicrobial Drugs. Clin Chem 1998;44(5):1129-1140 2. Moyer TP: Therapeutic drug monitoring.InTietz Textbook of Clinical Chemistry. Fourth edition. Edited by CA Burtis, ER Ashwood, Philadelphia, WB Saunders Company, 2006 3. Wilson JW, Estes LL: Mayo Clinic Antimicrobial Therapy Quick Guide. Mayo Clinic Scientific Press and Informa Healthcare USA, 2008 | The assay is based on a homogeneous enzyme immunoassay technique used for the quantitative analysis of tobramycin in human serum or plasma. The assay is based on competition between drug in the sample and drug labeled with the enzyme glucose-6-phosphate dehydrogenase (G6PDH) for antibody binding sites. Enzyme activity decreases upon binding to the antibody, so the drug concentration in the sample can be measured in terms of enzyme activity. Active enzyme converts oxidized nicotinamide adenine dinucleotide (NAD) to NADH, resulting in an absorbance change that is measured spectrophotometrically. Endogenous serum G6PDH does not interfere because the coenzyme functions only with the bacterial (Leuconostoc mesenteroides) enzyme employed in the assay.(Package insert: Roche Tobramycin reagent, Roche Diagnostic Corp, Indianapolis, IN) | Same day/1 to 2 days | 1 week | This test has been cleared, approved, or is exempt by the US Food and Drug Administration and is used per manufacturer's instructions. Performance characteristics were verified by Mayo Clinic in a manner consistent with CLIA requirements. | 80200 | Tobramycin, Random, S | 35670-9 | TOBRA | Tobramycin, Random, S | 35670-9
TOBTA | Tobramycin, Trough, Serum | Monitoring adequate clearance of tobramycin near the end of a dosing cycle | Immunoassay | Yes | Tobramycin, Trough, S | Serum | Collection Container/Tube: Preferred:Serum gel Acceptable:Red top Submission Container/Tube:Plastic vial Specimen Volume:0.5 mL Collection Instructions: 1. Draw blood no more than 30 minutes before next scheduled dose. 2. Serum gel tubes should be centrifuged within 2 hours of collection. 3. Red-top tubes should be centrifuged, and the serum aliquoted into a plastic vial within 2 hours of collection. | 0.25 mL | Tobramycin is an antibiotic used to treat life-threatening blood infections by gram-negative bacilli, particularlyCitrobacter freundii,Enterobacter(all species),Escherichia coli,Klebsiella pneumoniae,Proteus mirabilis,Providencia stuartii,Pseudomonas aeruginosa, andSerratiaspecies. It is often used in combination with beta-lactam therapy. A tobramycin minimum inhibitory concentration (MIC) of less than 4.0 mcg/mL is considered susceptible for gram-negative bacilli, while a MIC of greater than 8.0 mcg/mL is considered resistant. Toxicities include ototoxicity and nephrotoxicity. This risk is enhanced in presence of other ototoxic or nephrotoxic drugs. Monitoring of serum levels, renal function, and symptoms consistent with ototoxicity is important. For longer durations of use, audiology and vestibular testing should be considered at baseline and periodically during therapy. | Therapeutic: <2.0 mcg/mL Toxic: >2.0 mcg/mL | Goal levels depend on the type of infection being treated. Goal trough levels should be below 2.0 mcg/mL for conventional (nonpulse) dosing. Prolonged exposure to trough levels exceeding 2.0 mcg/mL may lead to toxicity. | No significant cautionary statements | 1. Hammett-Stabler CA, Johns T: Laboratory guidelines for monitoring of antimicrobial drugs. Clin Chem 1998;44(5):1129-1140 2. Moyer TP: Therapeutic drug monitoring.InTietz Textbook of Clinical Chemistry. Fourth edition. Edited by CA Burtis, ER Ashwood, Philadelphia, WB Saunders Company, 2006 3. Wilson JW, Estes LL: Mayo Clinic Antimicrobial Therapy Quick Guide. Mayo Clinic Scientific Press and Informa Healthcare USA, 2008 | The assay is based on a homogeneous enzyme immunoassay technique used for the quantitative analysis of tobramycin in human serum or plasma. The assay is based on competition between drug in the sample and drug labeled with the enzyme glucose-6-phosphate dehydrogenase (G6PDH) for antibody binding sites. Enzyme activity decreases upon binding to the antibody, so the drug concentration in the sample can be measured in terms of enzyme activity. Active enzyme converts oxidized nicotinamide adenine dinucleotide (NAD) to NADH, resulting in an absorbance change that is measured spectrophotometrically. Endogenous serum G6PDH does not interfere because the coenzyme functions only with the bacterial (Leuconostoc mesenteroides) enzyme employed in the assay.(Package insert: Roche Tobramycin reagent, Roche Diagnostic Corp, Indianapolis, IN) | Same day/1 to 2 days | 1 week | This test has been cleared, approved, or is exempt by the US Food and Drug Administration and is used per manufacturer's instructions. Performance characteristics were verified by Mayo Clinic in a manner consistent with CLIA requirements. | 80200 | Tobramycin, Trough, S | 4059-2 | TOBTA | Tobramycin, Trough, S | 4059-2
FHIPP | Toluene as Hippuric Acid, Occupational Exposure, Urine |  | Gas Chromatography/Flame Ionization Detection (GC-FID) | Yes | Toluene as Hippuric Acid, Occup, U | Urine | 10 mL aliquot of random or spot urine collected at end of shift. Send specimen refrigerated. Tubes should be filled to prevent loss of volatile compound into headspace. | 1.2 mL |  | Creatinine:>50 mg/cL Hippuric Acid is a metabolite of toluene and benzyl alcohol. Normal (unexposed population): Average 0.8 g/L Exposed: Biological Exposure Index (BEI): 1.6 g/g creatinine (toluene exposure: end of shift) Toxic: Not established |  |  |  |  | 7 to 8 days | 2 weeks |  | 83921/Organic acid, single, quantitative82570/Creatinine, other source | Toluene as Hippuric Acid, Occup, U | Not Provided | Z1061 | Hippuric Acid | 13754-7
FFTLB | Toluene, Occupational Exposure, Blood |  | Headspace Gas Chromatography/Flame Ionization Detection (GC-FID) | Yes | Toluene, Blood | WB Sodium Heparin | Draw blood in 2 green top (sodium heparin) tubes. Tubes should be filled to prevent loss of volatile compound into headspace. Send 20 mL of sodium heparin whole blood refrigerated. | 5 mL |  | Units:mg/L Normal (unexposed population):None detected Exposed: Biological Exposure Index (BEI):0.05 mg/L (prior to last shift of workweek) Biological Tolerance Value (BAT):1.0 mg/L (end of exposure or end of shift) Toxic: Blood levels between 50 and 79 mg/L were found in people who died of acute toluene inhalation. |  |  |  |  | 7 to 11 days | 2 weeks |  | 84600 | Toluene, Blood | 9637-0 | Z1203 | Toluene | 9637-0
FMATG | Tomato IgG |  | Enzyme Immunoassay (FEIA) | No | Tomato IgG | Serum | Draw blood in a plain red-top tube(s), serum gel tube(s) is acceptable. Spin down and send 0.5 mL of serum refrigerated in a plastic vial. | 0.5 mL |  | Reference ranges have not been established for food-specific IgG tests. The clinical utility of food-specific IgG tests has not been established. These tests can be used in special clinical situations to select foods for evaluation by diet elimination and challenge in patients who have food-related complaints. It should be recognized that the presence of food-specific IgG alone cannot be taken as evidence of food allergy and only indicates immunologic sensitization by the food allergen in question. This test should only be ordered by physicians who recognize the limitations of the test. |  |  |  |  | 3 to 7 days |  | This test was developed and its performance characteristics determined by Viracor Eurofins. It has not been cleared or approved by the U.S. Food and Drug Administration. | 86001 | Tomato IgG | 35547-9 | FMATG | Tomato IgG | 35547-9
TOMA | Tomato, IgE, Serum | Establishing a diagnosis of an allergy to tomato Defining the allergen responsible for eliciting signs and symptoms Identifying allergens: -Responsible for allergic response and/or anaphylactic episode -To confirm sensitization prior to beginning immunotherapy -To investigate the specificity of allergic reactions to insect venom allergens, drugs, or chemical allergens | Fluorescence Enzyme Immunoassay (FEIA) | Yes | Tomato, IgE | Serum | Collection Container/Tube: Preferred:Serum gel Acceptable:Red top Submission Container/Tube:Plastic vial Specimen Volume:0.5 mL for every 5 allergens requested Collection Instructions:Centrifuge and aliquot serum into a plastic vial. | For 1 allergen: 0.3 mL For more than 1 allergen: (0.05 mL x number of allergens) + 0.25 mL deadspace | Clinical manifestations of immediate hypersensitivity (allergic) diseases are caused by the release of proinflammatory mediators (histamine, leukotrienes, and prostaglandins) from IgE-sensitized effector cells (mast cells and basophils) when cell-bound IgE antibodies interact with an allergen. In vitro serum testing for IgE antibodies provides an indication of the immune response to allergens that may be associated with allergic disease. The allergens chosen for testing often depend upon the age of the patient, history of allergen exposure, season of the year, and clinical manifestations. In individuals predisposed to develop allergic disease, the sequence of sensitization and clinical manifestations proceed as follows: eczema and respiratory disease (rhinitis and bronchospasm) in infants and children less than 5 years due to food sensitivity (milk, egg, soy, and wheat proteins) followed by respiratory disease (rhinitis and asthma) in older children and adults due to sensitivity to inhalant allergens (dust mite, mold, and pollen inhalants). | Class,IgE kU/L,Interpretation, 0,<0.10,Negative, 0/1,0.10-0.34,Borderline/equivocal, 1,0.35-0.69,Equivocal, 2,0.70-3.49,Positive, 3,3.50-17.4,Positive, 4,17.5-49.9,Strongly positive, 5,50.0-99.9,Strongly positive, 6,> or =100,Strongly positive, | Detection of IgE antibodies in serum (class 1 or greater) indicates an increased likelihood of allergic disease as opposed to other etiologies and defines the allergens that may be responsible for eliciting signs and symptoms. The level of IgE antibodies in serum varies directly with the concentration of IgE antibodies expressed as a class score or kU/L. | Testing for IgE antibodies is not useful in patients previously treated with immunotherapy to determine if residual clinical sensitivity exists or in patients in whom the medical management does not depend upon identification of allergen specificity. Some individuals with clinically insignificant sensitivity to allergens may have measurable levels of IgE antibodies in serum, and test results must be interpreted in the clinical context. False-positive results for IgE antibodies may occur in patients with markedly elevated serum IgE (>2500 kU/L) due to nonspecific binding to allergen solid phases. | Homburger HA, Hamilton RG: Allergic diseases. In: McPherson RA, Pincus MR, eds. Henry's Clinical Diagnosis and Management by Laboratory Methods. 23rd ed. Elsevier; 2017:1057-1070 | Specific IgE from the patient's serum reacts with the allergen of interest, which is covalently coupled to an ImmunoCAP. After washing away nonspecific IgE, enzyme-labeled anti-IgE antibody is added to form a complex. After incubation, unbound anti-IgE is washed away, and the bound complex incubated with a developing agent. After stopping the reaction, the fluorescence of the eluate is measured. Fluorescence is proportional to the amount of specific IgE present in the patient's sample (ie, the higher the fluorescence value, the more IgE antibody is present).(Package insert: ImmunoCAP System Specific IgE FEIA. Phadia; Rev 06/2020) | 1 to 3 days | 14 days | This test has been cleared, approved, or is exempt by the US Food and Drug Administration and is used per manufacturer's instructions. Performance characteristics were verified by Mayo Clinic in a manner consistent with CLIA requirements. | 86003 | Tomato, IgE | 6266-1 | TOMA | Tomato, IgE | 6266-1
TOPI | Topiramate, Serum | Monitoring serum concentrations of topiramate Assessing compliance Assessing potential toxicity | Liquid Chromatography Tandem Mass Spectrometry (LC-MS/MS) | Yes | Topiramate, S | Serum Red | Collection Container/Tube:Red top (serum gel/SST arenot acceptable) Submission Container/Tube:Plastic vial Specimen Volume:1 mL Collection Instructions: 1. Draw blood immediately before next scheduled dose. 2. Centrifuge and aliquot serum into plastic vial; within 2 hours of collection. | 0.5 mL | Topiramate is a broad spectrum, antiepileptic drug used for various types of seizures, Lennox-Gastaut syndrome (a type of childhood onset epilepsy), and migraine prophylaxis. Topiramate blocks voltage-dependent sodium channels, potentiates gamma-aminobutyric acid (GABA) activity at some of the GABA receptors, and inhibits potentiation of the glutamate receptor and carbonic anhydrase enzyme, which all contribute to its antiepileptic and antimigraine efficacy. In general, topiramate shows favorable pharmacokinetics with good absorption (1-4 hours for the immediate-release formulation), low protein binding, and minimal hepatic metabolism. Elimination is predominantly via the kidney, and it is excreted unchanged in the urine with an elimination half-life of approximately 21 hours. As with other anticonvulsant drugs eliminated by the renal system, patients with impaired kidney function exhibit decreased topiramate clearance and a prolonged elimination half-life. Serum concentrations of other anticonvulsant drugs are not significantly affected by the concurrent administration of topiramate, with the exception of patients on phenytoin whose serum concentrations can increase after the addition of topiramate. Other drug-drug interactions include the coadministration of phenobarbital, phenytoin, or carbamazepine, which can result in decreased topiramate concentrations. In addition, concurrent use of posaconazole and topiramate may result in the elevation of topiramate serum concentrations. Therefore, changes in cotherapy with these medications (phenytoin, carbamazepine, posaconazole, or phenobarbital) may require dose adjustment of topiramate, and therapeutic drug monitoring could assist with this. The most common adverse drug effects associated with topiramate include weight loss, loss of appetite, somnolence, dizziness, coordination problems, memory impairment, and paresthesia. | Anticonvulsant: 5.0-20.0 mcg/mL | Most individuals display optimal response to topiramate with serum levels 5.0 to 20.0 mcg/mL when used to control seizures. Some individuals may respond well outside of this range or may display toxicity within the therapeutic range; thus, interpretation should include clinical evaluation. Therapeutic ranges are based on specimens collected at trough (ie, immediately before the next dose). Toxic levels have not been well established. | This test cannot be performed on whole blood. | 1. Patsalos PN, Berry DJ, Bourgeois BF, et al. Antiepileptic drugs-best practice guidelines for therapeutic drug monitoring: a position paper by the subcommission on therapeutic drug monitoring, ILAE Commission on Therapeutic Strategies. Epilepsia. 2008;49(7):1239-1276 2.. Johannessen SI, Tomsom T. Pharmacokinetic variability of newer antiepileptic drugs: when is monitoring needed? Clin Pharmacokinet. 2006;45(11):1061-1075 3. Milone MC, Shaw LM. Therapeutic drugs and their management. In: Rifai N, Chiu RWK, Young I, Burnham CAD, Wittwer CT, eds. Tietz Textbook of Laboratory Medicine. 7th ed. Elsevier; 2023:420-453 4.Patsalos PN, Spencer EP, Berry DJ. Therapeutic Drug Monitoring of Antiepileptic Drugs in Epilepsy: a 2018 Update. Ther Drug Monit. 2018;40(5):526-548 5. Hiemke C, Bergemann N, Clement HW, et al. Consensus Guidelines for Therapeutic Drug Monitoring in Neuropsychopharmacology: Update 2017. Pharmacopsychiatry 2018;51(1-02):9-62 | Samples are diluted and extracted online by liquid chromatography, with detection by tandem mass spectrometry.(Unpublished Mayo method) | 1 to 2 days | 14 days | This test was developed and its performance characteristics determined by Mayo Clinic in a manner consistent with CLIA requirements. It has not been cleared or approved by the US Food and Drug Administration. | 80201 | Topiramate, S | 17713-9 | 81546 | Topiramate, S | 17713-9
TRCHG | ToRCH Profile IgG, Serum | Determining immune status of individuals to the rubella virus following vaccination or prior exposure Indicating past or recent infection withToxoplasma gondii, cytomegalovirus, or herpes simplex virus (HSV) Distinguishing between infection caused by HSV types 1 and 2, especially in patients with subclinical or unrecognized HSV infection | Multiplex Flow Immunoassay (MFI) | Yes | Torch Profile IgG, S | Serum | Container/Tube: Preferred:Serum gel Acceptable:Red top Submission Container/Tube: Plastic vial Specimen Volume:2 mL Collection Instructions:Centrifuge and aliquot serum into plastic vial. | 1.2 mL | Toxoplasma gondii: Toxoplasma gondiiis an obligate intracellular protozoan parasite capable of infecting a variety of intermediate hosts, including humans. Infected definitive hosts (cats) shed oocysts in feces that rapidly mature in the soil and become infectious.(1) Toxoplasmosis is acquired by humans through ingestion of food or water contaminated with cat feces or through eating undercooked meat containing viable oocysts. Vertical transmission of the parasite through the placenta can also occur, leading to congenital toxoplasmosis. Following primary infection,T gondiican remain latent for the life of the host; the risk for reactivation is highest among individuals who are immunosuppressed. Seroprevalence studies performed in the United States indicate approximately 6.7% of individuals between the ages of 12 and 49 have antibodies toT gondii.(2) Infection of immunocompetent adults is typically asymptomatic. In symptomatic cases, patients most frequently present with lymphadenopathy and other nonspecific constitutional symptoms, making definitive diagnosis difficult to determine. Severe-to-fatal infections can occur among patients with AIDS or individuals that are otherwise immunosuppressed. These infections are thought to be caused by reactivation of latent infections and commonly involve the central nervous system.(3) Transplacental transmission of the parasites resulting in congenital toxoplasmosis can occur during the acute phase of acquired maternal infection. The risk of fetal infection is a function of the time at which acute maternal infection occurs during gestation.(4) The incidence of congenital toxoplasmosis increases as pregnancy progresses; conversely, the severity of congenital toxoplasmosis is greatest when maternal infection is acquired early during pregnancy. A majority of infants infected in utero are asymptomatic at birth, particularly if maternal infection occurs during the third trimester, with sequelae appearing later in life. Congenital toxoplasmosis results in severe generalized or neurologic disease in about 20% to 30% of the infants infected in utero; approximately 10% exhibit ocular involvement only, and the remainder are asymptomatic at birth. Subclinical infection may result in premature delivery and subsequent neurologic, intellectual, and audiologic defects. Rubella: Rubella (German or 3-day measles) is a member of the Togavirus family, and humans remain the only natural host for this virus. Transmission is typically through inhalation of infectious aerosolized respiratory droplets, and the incubation period following exposure can range from 12 to 23 days.(5) Infection is generally mild, self-limited, and characterized by a maculopapular rash beginning on the face spreading to the trunk and extremities, fever, malaise, and lymphadenopathy.(6) Primary, in utero rubella infections can lead to severe sequelae for the fetus, particularly if infection occurs within the first 4 months of gestation. Congenital rubella syndrome is often associated with hearing loss and cardiovascular and ocular defects.(7) The United States 2-dose measles, mumps, rubella (MMR) vaccination program, which calls for vaccination of all children, leads to seroconversion in 95% of children following the first dose.(5) A total of 4 cases of rubella were reported to the Centers for Disease Control and Prevention (CDC) in 2011 without any cases of congenital rubella syndrome.(8) Due to the success of the national vaccination program, rubella is no longer considered endemic in the United States.(9) However, immunity may wane with age as approximately 80% to 90% of adults will show serologic evidence of immunity to rubella. Cytomegalovirus: Cytomegalovirus (CMV) is a member of the Herpesviridae family of viruses and usually causes asymptomatic infection after which it remains latent in patients, primarily within bone marrow derived cells.(10) Primary CMV infection in immunocompetent individuals may also manifest as a mononucleosis-type syndrome, similar to primary Epstein-Barr virus infection, with fever, malaise, and lymphadenopathy. CMV is a significant cause of morbidity and mortality among bone marrow or solid organ transplant recipients, individuals with AIDS, and other immunosuppressed patients due to virus reactivation or from a newly acquired infection.(11,12) Infection in these patient populations can affect almost any organ and lead to multi-organ failure. CMV is also responsible for congenital disease among newborns and is 1 of the ToRCH infections (toxoplasmosis, other infections including syphilis, rubella, CMV, and herpes simplex virus [HSV]). CMV seroprevalence increases with age. In the United States, the prevalence of CMV-specific antibodies increases from approximately 36% to over 91% in children between the ages of 6 and 11 and adults over 80 years old, respectively.(13) Herpes Simplex Virus Types 1 and 2: HSV types 1 and 2 are members of the Herpesviridae family and produce infections that range from mild stomatitis to disseminated and fatal disease. Clinical conditions associated with HSV infection include gingivostomatitis, keratitis, encephalitis, vesicular skin eruptions, aseptic meningitis, neonatal herpes, genital tract infections, and disseminated primary infection. Infections with HSV types 1 and 2 can differ significantly in their clinical manifestations and severity. HSV type 2 primarily causes urogenital infections and is found almost exclusively in adults. HSV type 1 is closely associated with orolabial infection, although genital infection with this virus can be common in certain populations. The diagnosis of HSV infections is routinely made based on clinical findings and supported by laboratory testing using a polymerase chain reaction (PCR) assay or viral culture. However, in instances of subclinical or unrecognized HSV infection, serologic testing for IgG-class antibodies to type-specific HSV glycoprotein G (gG) may be useful.There are several circumstances in which it may be important to distinguish between infection caused by HSV types 1 and 2.(14) For example, the risk for reactivation is highest for HSV type 2, and the method of antiviral therapy may be different depending on the specific type of HSV causing disease. In addition, the results of HSV type specific IgG testing is sometimes used during pregnancy to identify risks of congenital HSV disease and allow for focused counseling prior to delivery.(15,16) | ToxoplasmaANTIBODY, IgG Negative ToxoplasmaIgG < or =9 IU/mL (Negative) 10-11 IU/mL (Equivocal) > or =12 IU/mL (Positive) RUBELLA ANTIBODY, IgG Vaccinated: Positive (> or =1.0 AI) Unvaccinated: Negative (< or =0.7 AI) CYTOMEGALOVIRUS Negative HERPES SIMPLEX VIRUS (HSV), TYPE 1 AND TYPE 2 ANTIBODIES, IgG Herpes Simplex Virus (HSV) Type 1, IgG Negative Herpes Simplex Virus (HSV) Type 2, IgG Negative | Toxoplasma gondii: A positiveToxoplasmaIgG result is indicative of current or past infection withT gondii. A single positiveToxoplasmaIgG result should not be used to diagnose recent infection. EquivocalToxoplasmaIgG results may be due to very low levels of circulating IgG during the acute stage of infection. A second specimen should be submitted for testing if clinically indicated. Individuals with negativeToxoplasmaIgG results are presumed to not have had previous exposure toTgondii. However, negative results may be seen in cases of remote exposure with subsequent loss of detectable antibody. Seroconversion from negative to positive IgG is indicative ofTgondiiinfection subsequent to the first negative specimen. Rubella: Positive: The presence of detectable IgG-class antibodies to rubella indicates prior exposure through infection or immunization. Individuals testing positive for IgG-class antibodies to rubella are considered immune. Equivocal: Submit an additional specimen for testing in 10 to 14 days to demonstrate IgG seroconversion if recently vaccinated or if otherwise clinically indicated. Negative: The absence of detectable IgG-class antibodies to rubella suggests no prior exposure to this virus or the lack of a specific immune response to immunization. Cytomegalovirus: Positive cytomegalovirus (CMV) IgG results indicate past or recent CMV infection. These individuals may transmit CMV to susceptible individuals through blood and tissue products. Equivocal CMV IgG results may occur during acute infection or may be due to nonspecific binding reactions. Submit an additional specimen for testing if clinically indicated. Individuals with negative CMV IgG results are presumed to not have had prior exposure or infection with CMV and are therefore considered susceptible to primary infection. Herpes Simplex Virus: The presence of IgG-class antibodies to herpes simplex virus (HSV) types 1 or 2 indicates previous exposure and does not necessarily indicate that HSV is the causative agent of an acute illness. | Toxoplasma gondii: Sera collected very early during the acute stage of infection may haveToxoplasmaIgG levels less than 9 IU/mL. TheToxoplasmaIgG assay should not be used alone to diagnose recentTgondiiinfection. Results should be considered in conjunction with clinical presentation, patient history, and other laboratory findings. The performance characteristics of this assay have not been evaluated in immunocompromised individuals and have not been established for cord blood or for testing of neonates. Rubella: Specimens collected early during the acute phase of infection or shortly (1-2 weeks) following vaccination may be negative for IgG class antibodies. Cytomegalovirus: Sera collected very early during the acute stage of infection may have undetectable levels of cytomegalovirus (CMV) IgG. The CMV IgG assay should not be used alone to diagnose CMV infection. Results should be considered in conjunction with clinical presentation, patient history, and other laboratory findings. In cases of suspected diseases, submit a second specimen for testing in 10 to 14 days. The performance characteristics of this assay have not been evaluated in immunosuppressed or organ transplant recipients and have not been established for cord blood or for testing of neonates. Immune complexes or other immunoglobulin aggregates present in patient specimen may cause increased nonspecific binding and produce false-positive results. Potential cross-reactivity for CMV with human chorionic gonadotropin, HIV IgG, multiple myeloma IgG, rheumatoid factor IgM, andT gondiiIgG have not be ruled out. Herpes Simplex Virus Types 1 and 2: Detection of IgG-class antibodies to herpes simplex virus (HSV) should not be used routinely as the primary means of diagnosing HSV infection. For patients presenting with presumed acute infection with HSV, a clinical specimen (eg, oral, dermal, or genital lesion) should be sampled and submitted for detection of HSV types 1 and 2 by rapid polymerase chain reaction (PCR) (HERPB / Herpes Simplex Virus 1 and 2, Qualitative PCR, Blood). Serum specimens collected too early in the course of infection may not have detectable levels of HSV IgG. In cases of suspected early disease, a repeat serum specimen should be collected 14 to 21 days later and submitted for testing. The presence of IgG-class antibodies to either HSV type 1 or 2 does not differentiate between remote infection and acute disease. HSV serology cannot distinguish genital from nongenital infections. The predictive value of positive or negative results depends on the prevalence of disease and the pretest likelihood of HSV type 1 and HSV type 2. False-positive results may occur. Repeat testing, or testing by a different method, may be indicated in some settings (eg, patients with low likelihood of HSV infection). | 1. Tenter AM, Heckeroth AR, Weiss LM:Toxoplasma gondii: from animals to humans. Int J Parasitol. 2000 Nov;30(12-13):1217-1258 2. Jones JL, Kruszon-Moran D, Sanders-Lewis K, Wilson M:Toxoplasma gondiiinfection in the United States, 1999-2004, decline from the prior decade. Am J Trop Med Hyg. 2007 Sep;77(3):405-410 3. Luft BJ, Remington JS: Toxoplasmic encephalitis in AIDS. Clin Infect Dis. 1992 Aug;15(2):211-222 4. Wong SY, Remington JS: Toxoplasmosis in pregnancy. Clin Infect Dis. 1994 Jun;18(6):853-861 5. AAP Committee on Infectious Diseases: Rubella. In: Pickering LK, Baker CJ, Kimberlin DW, eds. Red Book. 2012 Report of the Committee on Infectious Diseases. 29th ed. American Academy of Pediatrics; 2012 6. Best JM: Rubella. Semin Fetal Neonatal Med. 2007 Jun;12(3):182-192 7. Duszak RS: Congenital rubella syndrome-major review. Optometry. 2009 Jan:80(1):36-43 8. Notifiable Diseases and Mortality Tables. MMWR Morb Mortal Wkly Rep. 2012;61(34):466-479 9. National Center for Immunization and Respiratory Diseases (NCIRD), Division of Viral Diseases: Rubella (German measles, three-day measles). CDC; Updated December 31, 2020. Accessed December 27, 2022. Available at www.cdc.gov/rubella/ 10. Soderberg-Naucler C, Fish KN, Nelson JA: Reactivation of latent human cytomegalovirus by allogeneic stimulation of blood cells from healthy donors. Cell. 1997 Oct;91(1):119-126 11. Kusne S, Shapiro R, Fung J: Prevention and treatment of cytomegalovirus infection in organ transplant recipients. Transpl Infect Dis. 1999 Sep;1(3):187-203 12. Rubin RH: Importance of CMV in the transplant population. Transpl Infect Dis. 1999;1 Suppl 1:3-7 13. Staras SAS, Dollard SC, Radford KW, Flanders WD, Pass RF, Cannon MJ: Seroprevalence of cytomegalovirus infection in the United States, 1998-1994. Clin Infect Dis. 2006 Nov;43(9):1143-1151 14. Ashley RL, Wald A: Genital herpes: review of the epidemic and potential use of type-specific serology. Clin Microbiol Rev. 1999 Jan;12(1):1-8 15. Ashley RL, Wu L, Pickering JW, Tu MC, Schnorenberg L: Premarket evaluation of a commercial glycoprotein G-based enzyme immunoassay for herpes simplex virus type-specific antibodies. J Clin Microbiol. 1998 Jan;36(1):294-295 16. Brown ZA, Selke S, Zeh J, et al: The acquisition of herpes simplex virus during pregnancy. N Engl J Med. 1997 Aug 21;337(8):509-515 17. Binnicker MJ, Jespersen DJ, Harring JA: Evaluation of three multiplex flow immunoassays compared to an enzyme immunoassay for the detection and differentiation of IgG-class antibodies to herpes simplex virus types 1 and 2. Clin Vaccine Immunol. 2010 Feb;17(2):253-257 18. Dioverti MV, Razonable RR: Cytomegalovirus. Microbiol Spectr. 2016 Aug;4(4). doi: 10.1128/microbiolspec.DMIH2-0022-2015 19. Nath P, Kabir MA, Doust SK, Ray A: Diagnosis of Herpes simplex virus: Laboratory and point-of-care techniques. Infect Dis Rep. 2021 Jun 2;13(2):518-539 20. Notifiable Diseases and Mortality Tables. MMWR Morb Mortal Wkly Rep. 2016;65(3):ND-38 21. Wang ZD, Liu HH, Ma ZX, et al:Toxoplasma gondiiinfection in immunocompromised patients: A systematic review and meta-analysis. Front Microbiol. 2017 Mar 9;8:389 | Detection of IgG-class antibodies toToxoplasma gondii,rubella, cytomegalovirus, and herpes simplex virus types 1 and 2 is performed on the BioPlex 2200 system, which uses multiplex flow immunoassay technology. Five different populations of fluorescently-dyed beads are each coated with antigens unique to each infectious organism. Patient sample is combined with sample diluent and the 5-bead set and then incubated at 37 degrees C. During this time, IgG antibodies will bind to the antigen-coated beads. After a wash cycle, a fluorescently-labeled antihuman IgG antibody conjugate is added to the mixture and incubated at 37 degrees C. Following a wash step to remove unbound conjugate, the bead mixture is passed through a detector that identifies the bead based on dye fluorescence and determines the amount of antibody captured by the antigen based on fluorescence of the antihuman IgG conjugate. Raw data are calculated in relative fluorescence intensity and is converted to an antibody index for interpretation. Three additional dyed beads, an internal standard bead, a serum verification bead, and a reagent black bead are present in each reaction mixture to verify detector response, the addition of serum to the reaction vessel, and the absence of significant nonspecific binding in serum, respectively.(Package inserts: BioPlex 2200 System, ToRC IgG. Bio-Rad Laboratories; 03/2012; BioPlex 2200 System, MMRV IgG. Bio-Rad Laboratories; 02/2019; BioPlex 2200 System, HSV1 and 2 IgG. Bio-Rad Laboratories; 04/2019) | Same day/1 to 3 days | 14 days | This test has been cleared, approved, or is exempt by the US Food and Drug Administration and is used per manufacturer's instructions. Performance characteristics were verified by Mayo Clinic in a manner consistent with CLIA requirements. | 86644-CMV86695-Herpes simplex, type 186696-Herpes simplex, type 286762-Rubella86777-Toxoplasma | Torch Profile IgG, S | 102088-2 | DEXG6 | Toxoplasma IgG Value | 8039-0
TOXCG | Toxocara Antibody, IgG, Serum | Aiding in the diagnosis ofToxocarainfection | Enzyme-Linked Immunosorbent Assay (ELISA) | Yes | Toxocara Ab, IgG, S | Serum | Supplies:Sarstedt Aliquot Tube, 5 mL (T914) Collection Container/Tube: Preferred:Serum gel Acceptable:Red top Submission Container/Tube:Plastic vial Specimen Volume:0.5 mL Collection Instructions:Centrifuge and aliquot serum into a plastic vial. | 0.4 mL | Toxocariasis is a zoonotic parasitic disease caused by the nematode,Toxocara,of which there are 2 species:Toxocara canisandToxocara cati.Toxocaraeggs are shed in the feces of infected animals and, once in the environment, become infectious within 2 to 4 weeks. Humans are accidental hosts and become infected through ingestion of dirt or contaminated material containingToxocaraeggs. Although uncommon, individuals can also get toxocariasis by eating undercooked or raw meat from infected animals. Upon ingestion,Toxocaraeggs hatch and larvae are released, which can penetrate the intestinal wall, travel through the bloodstream, and migrate to a variety of tissues (eg, liver, heart, lungs, brain, muscles, eyes). AlthoughToxocaralarvae do not undergo any further development at these sites, they can cause severe local inflammatory reactions, which are the basis of toxocariasis. While the majority of infected people do not have any symptoms, the 2 primary clinical presentations of toxocariasis are visceral larva migrans (visceral toxocariasis) and ocular larva migrans (ocular toxocariasis). Manifestations of toxocariasis reflect parasitic burden, immune response, and resulting inflammation. Symptoms of larva migrans may be characterized byLoffler syndrome(eg,fever, coughing, wheezing, abdominal pain), hepatomegaly, eosinophilia, or irreversible eye problems.Rarely, larvae migrate to the central nervous system, causing eosinophilic meningoencephalitis or granuloma formation. Larvae can also migrate to and penetrate the eye, resulting in ocular toxocariasis, which may lead to retinal scarring, decreased vision, and leukocoria. AToxocaraseroprevalence study in the United States showed that approximately 5% of the US population is infected withToxocara. Globally, toxocariasis is found in many countries, and rates of prevalence can be as high as 40%, particularly in tropical regions where eggs remain viable in the soil. Children and adolescents under the age of 20, as well as dog owners, are at higher risk of infection. Diagnosis ofToxocarainfections involves obtaining relevant clinical and exposure history and relies on antibody detection toToxocaraspecies. Eosinophilia may also be present, more commonly in visceral toxocariasis. Stool examination for ova and parasites is not useful since eggs are not excreted by humans, only by domestic animals. Currently, antibody testing is the only means of confirming a clinical diagnosis. The recommended serologic test for toxocariasis is anenzyme-linked immunosorbent assay usinglarval-stage antigens. However, a measurable titer does not distinguish between current and pastToxocarainfection. Laboratory findings should be correlated with clinical history. | Negative Reference values apply to all ages. | Positive: IgG antibodies toToxocaraspecies detected, suggesting current or past infection. False-positive results may occur in patients with other helminth infections (eg,Ascaris lumbricoides,Schistosomaspecies,Strongyloides). Equivocal: Recommend follow-up testing in 10 to 14 days if clinically indicated. Negative: No antibodies toToxocaraspecies detected. | A single negative result does not rule out infection. Assay sensitivity may be decreased depending on the site of infection, in cases of low parasitic burden, and timing of sample collection relative to exposure.In ocular toxocariasis,Toxocaraantibody levels in serum can be low or absent despite clinical disease.Repeat testing should be considered in patients who are at high risk of exposure or infection. False-negative results may occur in severely immunosuppressed patients. Positive results should be interpreted with patient's clinical status and exposure history. Positive results by this assay do not distinguish acute versus remote infection. False-positive results may occur in patients with other helminth infections. This assay uses synthetic antigens derived fromToxocaracanis. Studies evaluating the sensitivity of this assay in patients infected withToxocaracatihave not been performed. | 1. Smith HV. Antibody reactivity in human toxocariasis. In: Lewis JW, Maizels RM, eds. Toxocara and Toxocariasis: Clinical, Epidemiological, and Molecular Perspectives. Institute of Biology and the British Society for Parasitology; 1993:91-109 2. Liu EW, Chastain HM, Shin SH, et al. Seroprevalence of antibodies to Toxocara species in the United States and associated risk factors, 2011-2014. Clin Infect Dis. 2018;66(2):206-212 3. Woodhall DM, Fiore AE. Toxocariasis: a review for pediatricians. J Pediatric Infect Dis Soc. 2014;3(2):154-159 | Microtiter strip wells are precoated with syntheticToxocara canisantigens to bind corresponding antibodies of the specimen. After washing the wells to remove all unbound sample material, horseradish peroxidase-labeled protein A conjugate is added. This conjugate binds to the capturedT canis-specific antibodies. The immune complex formed by the bound conjugate is visualized by adding tetramethylbenzidine substrate, which gives a blue reaction product. The intensity of this product is proportional to the amount ofT canis-specific antibodies in the specimen. Sulfuric acid is added to stop the reaction. This produces a yellow endpoint color. Absorbance at 450 nm is read using an enzyme-linked immunosorbent assay microwell plate reader.(Package insert: Toxocara canis ELISA IgG Test Kit. Gold Standard Diagnostics; 07/11/2023) | 1 to 5 days | 14 days | This test has been cleared, approved, or is exempt by the US Food and Drug Administration and is used per manufacturer's instructions. Performance characteristics were verified by Mayo Clinic in a manner consistent with CLIA requirements. | 86682 | Toxocara Ab, IgG, S | 40674-4 | TOXCG | Toxocara Ab, IgG, S | 40674-4
FGGMC | Toxoplasma gondii Antibodies (IgG, IgM), ELISA, CSF |  | Enzyme Linked Immunosorbent Assay (ELISA) | Yes | Toxoplasma gondii IgG and IgM, CSF | CSF | Specimen Type:Spinal Fluid Sources:CSF Container/Tube:Sterile container Specimen Volume:1 mL Collection Instructions:Submit 1 mL of spinal fluid (CSF) in a sterile, plastic screw-cap vial. Refrigerate specimen after collection and ship at refrigerate temperature. | 0.5 mL |  | IgG:,, <0.90,Antibody not detected, 0.9-1.09,Equivocal, >or=1.10,Antibody detected, ,, IgM:,, <0.80,Antibody not detected, 0.80-0.99,Equivocal, >or=1.00,Antibody detected, | Diagnosis of central nervous system infections can be accomplished by demonstrating the presence of intrathecally-produced specific antibody. Interpreting results may be complicated by low antibody levels found in CSF, passive transfer of antibody from blood and contamination via bloody taps. |  |  |  | 3 to 10 days |  |  | 86777-IgG86778-IgM | Toxoplasma gondii IgG and IgM, CSF | Not Provided | Z5529 | T. gondii IgM | 30569-8
TOXGP | Toxoplasma gondii Antibody, IgG, Serum | Determining whether a patient has had previous exposure to or recent infection withToxoplasma gondii This test isnot useful fordiagnosing infection in infants younger than 6 months of age. In that age group, IgG antibodies usually are the result of passive transfer from the mother. | Multiplex Flow Immunoassay (MFI) | Yes | Toxoplasma Ab, IgG, S | Serum | Collection Container/Tube: Preferred:Serum gel Acceptable:Red top Submission Container/Tube:Plastic vial Specimen Volume:0.5 mL Collection Instructions:Centrifuge and aliquot serum into a plastic vial. | 0.4 mL | Toxoplasma gondiiis an obligate intracellular protozoan parasite capable of infecting a variety of intermediate hosts, including humans. Infected definitive hosts (cats) shed oocysts in feces that rapidly mature in the soil and become infectious.(1) Toxoplasmosis is acquired by humans through ingestion of food or water contaminated with cat feces or through eating undercooked meat containing viable oocysts. Vertical transmission of the parasite through the placenta can also occur, leading to congenital toxoplasmosis. Following primary infection,T gondiican remain latent for the life of the host; the risk for reactivation is highest among individuals who are immunosuppressed. Seroprevalence studies performed in the United States indicate approximately 9% to 11% of individuals between the ages of 6 and 49 have antibodies toT gondii.(2) Infection of immunocompetent adults is typically asymptomatic. In symptomatic cases, patients most frequently present with lymphadenopathy and other nonspecific constitutional symptoms, making definitive diagnosis difficult to determine. Severe-to-fatal infections can occur among patients with AIDS or individuals who are otherwise immunosuppressed. These infections are thought to be caused by reactivation of latent infections and commonly involve the central nervous system.(3) Transplacental transmission of the parasites resulting in congenital toxoplasmosis can occur during the acute phase of acquired maternal infection. The risk of fetal infection is a function of the time at which acute maternal infection occurs during gestation.(4) The incidence of congenital toxoplasmosis increases as pregnancy progresses; conversely, the severity of congenital toxoplasmosis is greatest when maternal infection is acquired early during pregnancy. A majority of infants infected in utero are asymptomatic at birth, particularly if maternal infection occurs during the third trimester, with sequelae appearing later in life. Congenital toxoplasmosis results in severe generalized or neurologic disease in about 20% to 30% of the infants infected in utero; approximately 10% exhibit ocular involvement only, and the remainder are asymptomatic at birth. Subclinical infection may result in premature delivery and subsequent neurologic, intellectual, and audiologic defects. | ToxoplasmaANTIBODY, IgG Negative ToxoplasmaIgG < or =9 IU/mL (Negative) 10-11 IU/mL (Equivocal) > or =12 IU/mL (Positive) Reference values apply to all ages. | A positiveToxoplasmaIgG result is indicative of current or past infection withToxoplasma gondii. A single positiveToxoplasmaIgG result should not be used to diagnose recent infection. EquivocalToxoplasmaIgG results may be due to very low levels of circulating IgG during the acute stage of infection. A second specimen should be submitted for testing if clinically indicated. Individuals with negativeToxoplasmaIgG results are presumed to not have had previous exposure toT gondii. However, negative results may be seen in cases of remote exposure with subsequent loss of detectable antibody. Seroconversion from negative to positive IgG is indicative ofT gondiiinfection subsequent to the first negative specimen. Recent or acute infection withT gondiican be evaluated with TXM /Toxoplasma gondiiAntibody, IgM, Serum. A suspected diagnosis of acute toxoplasmosis should be confirmed by detection ofT gondiiDNA by polymerase chain reaction (PCR) analysis of cerebrospinal fluid or amniotic fluid specimens (PTOX /Toxoplasma gondii, Molecular Detection, PCR, Varies). For additional confirmation of a diagnosis, the US Food and Drug Administration issued a Public Health Advisory (07/25/1997) suggesting that sera found to be positive/equivocal forT gondiiIgM antibody be sent to aToxoplasmareference laboratory. | Sera collected very early during the acute stage of infection may haveToxoplasmaIgG levels below 9 IU/mL. TheToxoplasmaIgG assay should not be used alone to diagnose recentToxoplasma gondiiinfection. Results should be considered in conjunction with clinical presentation, patient history, and other laboratory findings. The performance characteristics of this assay have not been evaluated in immunocompromised individuals and have not been established for cord blood or for testing of neonates. | 1. Tenter AM, Heckeroth AR, Weiss LM:Toxoplasma gondii: from animals to humans. Int J Parasitol. 2000 Nov;30(12-13):1217-1258 2. Jones JL, Kruszon-Moran D, Sanders-Lewis K, Wilson M:Toxoplasma gondiiinfection in the United States, 1999-2004, decline from the prior decade. Am J Trop Med Hyg. 2007 Sep;77(3):405-410 3. Luft BJ, Remington JS: Toxoplasmic encephalitis in AIDS. Clin Infect Dis. 1992 Aug;15(2):211-222 4. Wong SY, Remington JS: Toxoplasmosis in pregnancy. Clin Infect Dis. 1994 Jun;18(6):853-861 5. Wang ZD, Liu HH, Ma ZX, et al:Toxoplasma gondiiinfection in immunocompromised patients: A systematic review and meta-analysis. Front Microbiol. 2017 Mar 9;8:389 | The BioPlex 2200ToxoplasmaIgG assay uses multiplex flow immunoassay technology. Briefly,Toxoplasmaantigen-coated fluorescent beads are mixed with an aliquot of patient sample and sample diluent and incubated at 37 degrees C. During this time, IgG anti-Toxoplasmaantibodies in the specimen bind to theToxoplasmaantigen on the beads. After a wash cycle, a fluorescently-labeled antihuman IgG-antibody conjugate is added to the mixture and incubated at 37 degrees C. Following a wash step to remove unbound conjugate, the bead mixture is passed through a detector that identifies the bead based on dye fluorescence and determines the amount of antibody captured by the antigen based on fluorescence of the antihuman IgG conjugate. Raw data is calculated in relative fluorescence intensity and converted to an antibody index for interpretation. Three additional dyed beads, an internal standard bead, a serum verification bead, and a reagent black bead are present in each reaction mixture to verify detector response, the addition of serum to the reaction vessel, and the absence of significant nonspecific binding in serum, respectively.(Package insert: BioPlex 2200 System, ToRC IgG. Bio-Rad Laboratories; 03/2012) | Same day/1 to 3 days | 14 days | This test has been cleared, approved, or is exempt by the US Food and Drug Administration and is used per manufacturer's instructions. Performance characteristics were verified by Mayo Clinic in a manner consistent with CLIA requirements. | 86777 | Toxoplasma Ab, IgG, S | 88746-3 | DEXG6 | Toxoplasma IgG Value | 8039-0
TXMGP | Toxoplasma gondii Antibody, IgM and IgG, Serum | Determining whether a patient has had previous exposure to or recent infection withToxoplasma gondii IgG isnot useful fordiagnosing infection in infants younger than 6 months of age. IgG antibodies in this age group usually are the result of passive transfer from the mother. | Multiplex Flow Immunoassay (MFI) | Yes | Toxoplasma Ab, IgM and IgG, S | SeeMeningitis/Encephalitis Panel Algorithm | Collection Container/Tube: Preferred:Serum gel Acceptable:Red top Submission Container/Tube:Aliquot tube Specimen Volume:1.5 mL Collection Instructions:Centrifuge and aliquot serum into a plastic vial. | 0.8 mL | Toxoplasma gondiiis an obligate intracellular protozoan parasite capable of infecting a variety of intermediate hosts, including humans. Infected definitive hosts (cats) shed oocysts in feces that rapidly mature in the soil and become infectious.(1) Toxoplasmosis is acquired by humans through ingestion of food or water contaminated with cat feces or through eating undercooked meat containing viable oocysts. Vertical transmission of the parasite through the placenta can also occur, leading to congenital toxoplasmosis. Following primary infection,T gondiican remain latent for the life of the host; the risk for reactivation is highest among individuals who are immunosuppressed. Seroprevalence studies performed in the United States indicate approximately 6.7% of individuals between the ages of 12 and 49 have antibodies toT gondii.(2) Infection of immunocompetent adults is typically asymptomatic. In symptomatic cases, patients most frequently present with lymphadenopathy and other nonspecific constitutional symptoms, making definitive diagnosis difficult to determine. Severe-to-fatal infections can occur among patients with AIDS or individuals that are otherwise immunosuppressed. These infections are thought to be caused by reactivation of latent infections and commonly involve the central nervous system.(3) Transplacental transmission of the parasites resulting in congenital toxoplasmosis can occur during the acute phase of acquired maternal infection. The risk of fetal infection is a function of the time at which acute maternal infection occurs during gestation.(4) The incidence of congenital toxoplasmosis increases as pregnancy progresses; conversely, the severity of congenital toxoplasmosis is greatest when maternal infection is acquired early during pregnancy. A majority of infants infected in utero are asymptomatic at birth, particularly if maternal infection occurs during the third trimester, with sequelae appearing later in life. Congenital toxoplasmosis results in severe generalized or neurologic disease in about 20% to 30% of the infants infected in utero; approximately 10% exhibit ocular involvement only, and the remainder are asymptomatic at birth. Subclinical infection may result in premature delivery and subsequent neurologic, intellectual, and audiologic defects. | ToxoplasmaIgM Negative ToxoplasmaIgG Negative ToxoplasmaIgG Value < or =9 IU/mL (Negative) 10-11 IU/mL (Equivocal) > or =12 IU/mL (Positive) Reference values apply to all ages. | Active toxoplasmosis is suggested by the presence of IgM-class antibodies, but elevated anti-IgM titers may be absent in patients who are immunocompromised. In addition, elevated IgM can persist from an acute infection that may have occurred as long ago as 1 year. A suspected diagnosis of acute toxoplasmosis should be confirmed by detection ofToxoplasma gondiiDNA by polymerase chain reaction (PCR) analysis of cerebrospinal fluid or amniotic fluid specimens (PTOX /Toxoplasma gondii, Molecular Detection, PCR, Varies). For confirmation of toxoplasmosis, the US Food and Drug Administration issued a Public Health Advisory (07/25/1997) that recommends sera found to be positive forT gondiiIgM antibodies should be sent to aToxoplasmareference laboratory. A single negative result should not be used to rule-out toxoplasmosis, and repeat testing is recommended for patients at high risk for infection. IgG is only indicative of previous exposure toToxoplasma(recent or past). A single positiveToxoplasmaIgG result should not be used to diagnose recent infection. Seroconversion from negative to positive IgG is indicative of recentT gondiiinfection. | Diagnosis of recent infection byToxoplasma gondiican only be established by a combination of clinical and serological data. The result of a single serum specimen does not constitute sufficient proof for diagnosis of recent infection. If a serum specimen was collected too soon after infection, IgM antibodies toT gondiimay be absent. If this is suspected, a second serum specimen should be collected 2 to 3 weeks later and the test repeated. Sera collected very early during the acute stage of infection may haveToxoplasmaIgG levels below 9 IU/mL. TheToxoplasmaIgG assay should not be used alone to diagnose recentT gondiiinfection. Results should be considered in conjunction with clinical presentation, patient history, and other laboratory findings. Results should be interpreted with caution in patients who are either HIV-positive, receiving immunosuppressive therapy, or have other disorders leading to immunosuppression. Heterophile antibodies in the patient specimens may interfere with the assay performance. As with any low prevalence analyte, there is the increased possibility that a positive result may actually be false, reducing the assay's positive predictive value. Per the Public Health Advisory (07/25/1997), the US Food and Drug Administration suggests that sera found to be positive forT gondiiIgM antibodies should be submitted to aToxoplasmareference laboratory. The performance characteristics of this assay have not been evaluated in immunocompromised individuals and have not been established for cord blood or for testing of neonates. | 1. Tenter AM, Heckeroth AR, Weiss LM:Toxoplasma gondii: from animals to humans. Int J Parasitol. 2000 Nov;30(12-13):1217-1258 2. Jones JL, Kruszon-Moran D, Rivera HN, Price C, Wilkins PP:Toxoplasma gondiiseroprevalence in the United States 2009-2010 and comparison with the past two decades. Am J Trop Med Hyg. 2014 Jun;90(6):1135-1139 3. Luft BJ, Remington JS: Toxoplasmic encephalitis in AIDS. Clin Infect Dis. 1992 Aug;15(2):211-222 4. Wong SY, Remington JS: Toxoplasmosis in pregnancy. Clin Infect Dis. 1994 Jun;18(6):853-861 5. Wang ZD, Liu HH, Ma ZX, et al:Toxoplasma gondiiinfection in immunocompromised patients: A systematic review and meta-analysis. Front Microbiol. 2017 Mar 9;8:389 | The BioPlex 2200Toxoplasma gondiiIgM and IgG assays use multiplex flow immunoassay technology. Briefly,Toxoplasmaantigen-coated fluorescent beads are mixed with an aliquot of patient sample and sample diluent and then incubated at 37 degrees C. During this time, IgM and IgG anti-Toxoplasmaantibodies in the specimen will bind to theToxoplasmaantigen on the beads. After a wash cycle, a fluorescently-labeled antihuman IgM- and IgG-antibody conjugate is added to the mixture and incubated at 37 degrees C. Following a wash step to remove unbound conjugate, the bead mixture is passed through a detector that identifies the bead based on dye fluorescence and determines the amount of antibody captured by the antigen based on fluorescence of the antihuman-IgG conjugate. Raw data is calculated in relative fluorescence intensity and is converted to an antibody index for interpretation for IgM and an IU/mL for IgG. Three additional dyed beads: an internal standard bead, a serum verification bead, and a reagent black bead are present in each reaction mixture to verify detector response, the addition of serum to the reaction vessel, and the absence of significant nonspecific binding in serum, respectively.(Package inserts: BioPlex 2200 System, ToRC IgG and ToRC IgM. Bio-Rad Laboratories; 03/2012 and 08/2017) | Same day/1 to 3 days | 14 days | This test has been cleared, approved, or is exempt by the US Food and Drug Administration and is used per manufacturer's instructions. Performance characteristics were verified by Mayo Clinic in a manner consistent with CLIA requirements. | 86778-Toxoplasma IgM86777-Toxoplasma IgG | Toxoplasma Ab, IgM and IgG, S | 88746-3 | TXM | Toxoplasma Ab, IgM, S | 40678-5
TXM | Toxoplasma gondii Antibody, IgM, Serum | Detecting recent infection withToxoplasma gondii | Multiplex Flow Immunoassay (MFI) | Yes | Toxoplasma Ab, IgM, S | Serum | Collection Container/Tube: Preferred:Serum gel Acceptable:Red top Submission Container/Tube:Plastic vial Specimen Volume:1 mL Collection Instructions:Centrifuge and aliquot serum into a plastic vial. | 0.8 mL | Toxoplasma gondiiis an obligate intracellular protozoan parasite capable of infecting a variety of intermediate hosts, including humans. Infected definitive hosts (cats) shed oocysts in feces that rapidly mature in the soil and become infectious.(1) Toxoplasmosis is acquired by humans through ingestion of food or water contaminated with cat feces or through eating undercooked meat containing viable oocysts. Vertical transmission of the parasite through the placenta can also occur, leading to congenital toxoplasmosis. Following primary infection,T gondiican remain latent for the life of the host; the risk for reactivation is highest among individuals who are immunosuppressed. Seroprevalence studies performed in the United States indicate approximately 6.7% of individuals between the ages of 12 and 49 have antibodies toT gondii.(2) Infection of immunocompetent adults is typically asymptomatic. In symptomatic cases, patients most frequently present with lymphadenopathy and other nonspecific constitutional symptoms, making definitive diagnosis difficult to determine. Severe-to-fatal infections can occur among patients with AIDS or individuals that are otherwise immunosuppressed. These infections are thought to be caused by reactivation of latent infections and commonly involve the central nervous system.(3) Transplacental transmission of the parasites resulting in congenital toxoplasmosis can occur during the acute phase of acquired maternal infection. The risk of fetal infection is a function of the time at which acute maternal infection occurs during gestation.(4) The incidence of congenital toxoplasmosis increases as pregnancy progresses; conversely, the severity of congenital toxoplasmosis is greatest when maternal infection is acquired early during pregnancy. A majority of infants infected in utero are asymptomatic at birth, particularly if maternal infection occurs during the third trimester, with sequelae appearing later in life. Congenital toxoplasmosis results in severe generalized or neurologic disease in about 20% to 30% of the infants infected in utero; approximately 10% exhibit ocular involvement only, and the remainder are asymptomatic at birth. Subclinical infection may result in premature delivery and subsequent neurologic, intellectual, and audiologic defects. | Negative Reference values apply to all ages. | Active toxoplasmosis is suggested by the presence of IgM-class antibodies, but elevated anti-IgM titers may be absent in patients who are immunocompromised. In addition, elevated IgM can persist from an acute infection that may have occurred as long ago as 1 year. A suspected diagnosis of acute toxoplasmosis should be confirmed by detection ofToxoplasma gondiiDNA by polymerase chain reaction (PCR) analysis of cerebrospinal fluid or amniotic fluid specimens (PTOX /Toxoplasma gondii, Molecular Detection, PCR, Varies). For confirmation of toxoplasmosis, the US Food and Drug Administration issued a Public Health Advisory (07/25/1997) that recommends sera found to be positive forToxoplasma gondiiIgM antibodies should be sent to aToxoplasmareference laboratory. A single negative result should not be used to rule-out toxoplasmosis, and repeat testing is recommended for patients at high risk for infection. | Diagnosis of recent infection byToxoplasma gondiican only be established on the basis of a combination of clinical and serological data. The result of a single serum sample does not constitute sufficient proof for diagnosis of recent infection. If a serum specimen was collected too soon after infection, IgM antibodies toToxoplasma gondiimay be absent. If this is suspected, a second serum specimen should be collected 2 to 3 weeks later, and the test repeated. Results should be interpreted with caution in patients who are either HIV-positive, receiving immunosuppressive therapy, or have other disorders leading to immunosuppression. Heterophile antibodies in the patient specimens may interfere with the assay performance. The performance of the assay has not been established for cord blood testing. As with any low prevalence analyte, there is the increased possibility that a positive result may actually be false, reducing the assay's positive predictive value. Per the Public Health Advisory (7/25/1997), the US Food and Drug Administration suggests that sera found to be positive forToxoplasma gondiiIgM antibodies should be submitted to aToxoplasmareference laboratory. | 1. Tenter AM, Heckeroth AR, Weiss LM:Toxoplasma gondii: from animals to humans. Int J Parasitol. 2000 Nov;30(12-13):1217-1258 2. Jones JL, Kruszon-Moran D, Rivera HN, Price C, Wilkins PP:Toxoplasma gondiiseroprevalence in the United States 2009-2010 and comparison with the past two decades. Am J Trop Med Hyg. 2014 Jun;90(6):1135-1139 3. Luft BJ, Remington JS: Toxoplasmic encephalitis in AIDS. Clin Infect Dis. 1992 Aug;15(2):211-222 4. Wong SY, Remington JS: Toxoplasmosis in pregnancy. Clin Infect Dis. 1994 Jun;18(6):853-861 5. Wang ZD, Liu HH, Ma ZX, et al:Toxoplasma gondiiinfection in immunocompromised patients: A systematic review and meta-analysis. Front Microbiol. 2017 Mar 9;8:389 | The BioPlex 2200Toxoplasma gondiiIgM assay uses multiplex flow immunoassay technology. Briefly,Toxoplasmaantigen-coated fluorescent beads are mixed with an aliquot of patient sample and sample diluent and then incubated at 37 degrees C. During this time, IgM anti-Toxoplasmaantibodies in the specimen will bind to theToxoplasmaantigen on the beads. After a wash cycle, a fluorescently-labeled antihuman-IgM antibody conjugate is added to the mixture and incubated at 37 degrees C. Following a wash step to remove unbound conjugate, the bead mixture is passed through a detector that identifies the bead based on dye fluorescence and determines the amount of antibody captured by the antigen based on fluorescence of the antihuman-IgM conjugate. Raw data is calculated in relative fluorescence intensity and is converted to an antibody index for interpretation. Three additional dyed beads: an internal standard bead, a serum verification bead, and a reagent black bead are present in each reaction mixture to verify detector response, the addition of serum to the reaction vessel, and the absence of significant nonspecific binding in serum, respectively.(Package insert: BioPlex 2200 System, ToRC IgM. Bio-Rad Laboratories; 08/2017) | Same day/1 to 3 days | 14 days | This test has been cleared, approved, or is exempt by the US Food and Drug Administration and is used per manufacturer's instructions. Performance characteristics were verified by Mayo Clinic in a manner consistent with CLIA requirements. | 86778 | Toxoplasma Ab, IgM, S | 40678-5 | TXM | Toxoplasma Ab, IgM, S | 40678-5
TOXB | Toxoplasma gondii, Molecular Detection, PCR, Blood | Supporting the diagnosis of active toxoplasmosis, particularly in immunocompromised individuals | Polymerase Chain Reaction (PCR)/DNA Probe Hybridization | Yes | Toxoplasma gondii PCR, B | Whole Blood EDTA | Container/Tube:Lavender top (EDTA) Specimen Volume:1 mL Collection Instructions: Send whole blood specimen in original tube.Do not aliquot. | 0.3 mL | Toxoplasma gondiiis an obligate intracellular protozoan parasite that can infect a variety of intermediate hosts, including humans. Infected definitive hosts (cats) shed oocysts in feces that rapidly mature in the soil and become infectious.(1,2) Toxoplasmosis is acquired by humans through ingestion of food or water contaminated with cat feces or through eating undercooked meat containing viable oocysts. Vertical transmission of the parasite through the placenta can also occur, leading to congenital toxoplasmosis. Following primary infection,T gondiican remain latent for the life of the host; the risk for reactivation is highest among immunosuppressed individuals. Seroprevalence studies performed in the United States indicate that approximately 9% to 11% of individuals between the ages of 6 years and 49 years have antibodies toT gondii.(3) Infection of immunocompetent adults is typically asymptomatic. In symptomatic cases, patients most commonly present with lymphadenopathy and other nonspecific constitutional symptoms, making definitive diagnosis difficult to determine. Severe-to-fatal infections can occur among patients with AIDS or individuals who are otherwise immunosuppressed. These infections are thought to be caused by reactivation of latent infections and commonly involved the central nervous system.(4) Transplacental transmission of the parasites resulting in congenital toxoplasmosis can occur during the acute phase of acquired maternal infection. The risk of fetal infection is a function of the time at which acute maternal infection occurs during gestation.(3) The incidence of congenital toxoplasmosis increases as pregnancy progresses; conversely, the severity of congenital toxoplasmosis is greatest when maternal infection is acquired early during pregnancy. Most infants infected in utero are asymptomatic at birth, particularly if maternal infection occurs during the third trimester, with sequelae appearing later in life. Congenital toxoplasmosis results in severe generalized or neurologic disease in about 20% to 30% of the infants infected in utero; approximately 10% exhibit ocular involvement only and the remainder are asymptomatic at birth. Subclinical infection may result in premature delivery and subsequent neurologic, intellectual, and audiologic defects. Detection ofT gondiiDNA by polymerase chain reaction (PCR) has proven to be a rapid and reliable alternative or supportive method for the diagnosis of toxoplasmosis. When performed on blood, it may detect circulating parasite DNA and thus confirm or support the results of serologic testing. PCR testing on peripheral blood has been used successfully to detect cases of ocular toxoplasmosis (3) as well as invasive disease in allogeneic stem cell recipients.(4,5) However, blood may not be a sensitive specimen for detecting organ specific disease (eg, ocular or cerebral toxoplasmosis). In this case, other specimens (eg, ocular fluid, CSF, fresh tissue) should be considered (order PTOX /Toxoplasma gondii,Molecular Detection, PCR, Varies). | Negative | A positive result indicates presence of DNA fromToxoplasma gondii. Negative results indicate absence of detectable DNA, but do not exclude the presence of organism or active or recent disease. | This assay is designed for use in patients with a clinical history and symptoms consistent with toxoplasmosis. This test should not be used to screen healthy patients. Blood may not be a sensitive specimen for detecting organ specific disease (eg, ocular or cerebral toxoplasmosis). In this case, other specimens (eg, ocular fluid, spinal fluid, fresh tissue) should be considered. Results should be interpreted with consideration of clinical and laboratory findings. A negative result does not indicate absence of disease. Reliable results depend on adequate specimen collection and the absence of inhibiting substances. | 1. Robert-Gangneux F, Darde M. Epidemiology of and diagnostic strategies for toxoplasmosis. Clin Microbiol Rev. 2012 Apr ;25(2):264-296 2. McAuley JB, Singh K: Toxoplasma, In: Carroll KC, Pfaller MA, eds. Manual of Clinical Microbiology, 12th ed. ASM Press; 2019: chap141. 3. Mattos CCB, Meira CS, Ferreira AIC, et al: Contribution of laboratory methods in diagnosing clinically suspected ocular toxoplasmosis in Brazilian patients. Diagn Microbiol Infec Dis. 2011 Jul;70(3):362-366 4. Martino R, Bretagne S, Einsele H, et al: Early detection of Toxoplasma infection by molecular monitoring ofToxoplasma gondiiin peripheral blood samples after allogeneic stem cell transplantation. Clin Infect Dis. 2005 Jan 1;40(1):67-78 5. Fricker-Hidalgo H, Bulabois C, Brenier-Pinchart M, et al: Diagnosis of toxoplasmosis after allogeneic stem cell transplantation: results of DNA detection and serological techniques. Clin Infect Dis. 2009;48:e9-e15 | DNA from clinical specimens is extracted using the Roche MagNA Pure system.Toxoplasma gondiiDNA is then detected by using real-time polymerase chain reaction (PCR) to amplify the target sequence . The LightCycler amplifies and monitors fluorescent development of target nucleic acid after each cycle. The continuous monitoring is derived from the fluorescence resonance energy transfer (FRET) principle: a hybridization probe with a donor fluorophore on the 3' end is excited by an external light source and emits light that is absorbed by a second hybridization probe with an acceptor fluorophore at the 5' end. The acceptor fluorophore emits light of a different wavelength that can be measured with a signal that is proportional to the amount of specific PCR product. Melting temperature analysis is used following amplification for sensitive and specific detection of amplified target DNA.(Cockerill FR, Uhl FR: Applications and challenges of real-time PCR for the clinical microbiology laboratory. In: Reischl U, Wittwer C, Cockerill F, eds. Rapid Cycle Real-Time PCR, 2002; Nolte FS. Target amplification techniques. In Carroll KC, Pfaller MA, Landry ML, et al, eds. Manual of Clinical Microbiology. 12th ed. ASM Press; 2019) | Same day/1 to 4 days | 1 week | This test was developed and its performance characteristics determined by Mayo Clinic in a manner consistent with CLIA requirements. It has not been cleared or approved by the US Food and Drug Administration. | 87798 | Toxoplasma gondii PCR, B | 16279-2 | 62977 | Toxoplasma gondii PCR, B | 16279-2
PTOX | Toxoplasma gondii, Molecular Detection, PCR, Varies | Supporting the diagnosis of acute cerebral, ocular, disseminated, or congenital toxoplasmosis This testshould not be usedto screen healthy patients. | Polymerase Chain Reaction (PCR)/DNA Probe Hybridization | Yes | Toxoplasma gondii PCR | For more information seeMeningitis/Encephalitis Panel Algorithm | Submit only 1 of the following specimens: Specimen Type:Amniotic fluid Container/Tube:Sterile container Specimen Volume:0.5 mL Collection Instructions:Do not centrifuge. Specimen Type:Spinal fluid Supplies:Sarstedt Aliquot Tube 5 mL (T914) Container/Tube: Preferred:12 x 75-mm screw cap vial Acceptable:Sterile vial Specimen Volume:0.5 mL Collection Instructions:Do not centrifuge. Specimen Type:Fresh tissue Supplies:M4-RT (T605) Container/Tube: Preferred:Multi-microbe medium (eg, M4-RT) Acceptable:Sterile container with 1 to 2 mL of sterile saline Specimen Volume:Entire collection Collection Instructions:Submit onlyfresh tissue in a sterile container containing 1 mL to 2 mL of sterile saline or multi-microbe medium (M4-RT, M4, or M5) Specimen Type:Ocular fluid Supplies:Sarstedt Aliquot Tube 5 mL (T914) Collection Container:12 x 75-mm screw cap vial Specimen Volume:0.3 mL Collection Instructions: 1. Aliquot collected fluid into screw-cap vial.Do not submit ocular fluid in syringe. 2.Do not centrifuge or dilute the specimen. | Amniotic Fluid, Ocular Fluid, Spinal Fluid: 0.3 mL Tissue: 2 x 2 mm biopsy | Toxoplasma gondiiis an obligate intracellular protozoan parasite that can infect a variety of intermediate hosts including humans. Infected definitive hosts (cats) shed oocysts in feces, and these rapidly mature in the soil and become infectious.(1) Toxoplasmosis is acquired by humans through ingestion of food or water contaminated with cat feces containing oocysts or through eating undercooked meat containing viable tissue cysts. Vertical transmission of the parasite through the placenta can also occur, leading to congenital toxoplasmosis. Following primary infection,T gondiican remain latent for the life of the host; the risk for reactivation is highest among immunosuppressed individuals. Seroprevalence studies performed in the United States indicate that approximately 9% to 11% of individuals between the ages of 6 years and 49 years have antibodies toT gondii.(2,3) Infection of immunocompetent adults is typically asymptomatic. In symptomatic cases, patients most commonly present with lymphadenopathy and other nonspecific constitutional symptoms, making definitive diagnosis difficult to determine. Severe-to-fatal infections can occur among patients with AIDS and other individuals with profound immune compromise. These infections are usually due to reactivation of latent infections and commonly involved the central nervous system.(4,5) Transplacental transmission of the parasites resulting in congenital toxoplasmosis most often occurs during primary maternal infection and rarely after reactivation in an immunocompromised pregnant woman. The risk of fetal infection is a function of the time at which acute maternal infection occurs during gestation. (6,7) The incidence of congenital toxoplasmosis increases as pregnancy progresses; conversely, the severity of congenital toxoplasmosis is greatest when maternal infection is acquired early during pregnancy. Most infants infected in utero are asymptomatic at birth, particularly if maternal infection occurs during the third trimester, with sequelae appearing later in life. Congenital toxoplasmosis results in severe generalized or neurologic disease in about 20% to 30% of the infants infected in utero; approximately 10% exhibit ocular involvement only and the remainder are asymptomatic at birth. Subclinical infection may result in premature delivery and subsequent neurologic, intellectual, and audiologic defects. Serology is the traditional method for diagnosing toxoplasmosis and ascertaining the previous exposure history of the host. However, serology may be unreliable or challenging to interpret in immunocompromised patients and in suspected intrauterine infection. Detection ofT gondiiDNA bypolymerase chain reactionhas proven to be a rapid and reliable alternative or supportive method for the diagnosis of toxoplasmosis. | Negative | A positive result indicates presence of DNA fromToxoplasma gondii. Negative results indicate absence of detectable DNA but do not exclude the presence of organism or active or recent disease. | This assay is designed for use in patients with a clinical history and symptoms consistent with toxoplasmosis and is not for screening healthy patients. Depending on the population, varying percentages of patients may be found to be positive. Results should be interpreted with consideration of clinical and laboratory findings. A negative result does not indicate absence of disease. Reliable results depend on adequate specimen collection and the absence of inhibiting substances. | 1. Robert-Gangneux F, Darde M. Epidemiology of and diagnostic strategies for toxoplasmosis. Clin Microbiol Rev. 2012;25(2):264-296 2. Mattos CCB, Meira CS, Ferreira AIC, et al. Contribution of laboratory methods in diagnosing clinically suspected ocular toxoplasmosis in Brazilian patients. Diagn Microbiol Infec Dis. 2011;70(3):362-366 3.Jones JL, Kruszon-Moran D, Elder S, et al. Toxoplasma gondii infection in the United States, 2011-2014. Am J Trop Med Hyg. 2018;98(2):551-557.doi:10.4269/ajtmh.17-0677 4. Martino R, Bretagne S, Einsele H, et al. Early detection of Toxoplasma infection by molecular monitoring of Toxoplasma gondii in peripheral blood samples after allogeneic stem cell transplantation. Clin Infect Dis. 2005 ;40(1):67-78 5.Elsheikha HM, Marra CM, Zhu XQ. Epidemiology, pathophysiology, diagnosis, and management of cerebral toxoplasmosis. Clin Microbiol Rev. 2020;34(1):e00115-19 6. Fricker-Hidalgo H, Bulabois C, Brenier-Pinchart M, et al. Diagnosis of toxoplasmosis after allogeneic stem cell transplantation: results of DNA detection and serological techniques. Clin Infect Dis. 2009;48:e9-e15 7. Maldonado YA, Read JS. Committee on infectious diseases. Diagnosis, treatment, and prevention of congenital toxoplasmosis in the United States. Pediatrics. 2017;139(2):e20163860. doi:10.1542/peds.2016-3860 | DNA from clinical specimens is extracted using the Roche MagNA Pure system. Toxoplasma gondii DNA is then detected by using real-time polymerase chain reaction (PCR) to amplify the target sequence. The LightCycler amplifies and monitors fluorescent development of target nucleic acid after each cycle. The continuous monitoring is derived from the fluorescence resonance energy transfer (FRET) principle: a hybridization probe with a donor fluorophore on the 3' end is excited by an external light source and emits light that is absorbed by a second hybridization probe with an acceptor fluorophore at the 5' end. The acceptor fluorophore emits light of a different wavelength that can be measured with a signal that is proportional to the amount of specific PCR product. Melting temperature analysis is used following amplification for sensitive and specific detection of amplified target DNA.(Cockerill FR, Uhl FR. Applications and challenges of real-time PCR for the clinical microbiology laboratory. In: Reischl U, Wittwer C, Cockerill F, eds. Rapid Cycle Real-Time PCR, 2002; Nolte FS. Target amplification techniques. In Carroll KC, Pfaller MA, Landry ML, et al, eds. Manual of Clinical Microbiology. 12th ed. ASM Press; 2019) | Same day/1 to 4 days | 7 days | This test was developed and its performance characteristics determined by Mayo Clinic in a manner consistent with CLIA requirements. It has not been cleared or approved by the US Food and Drug Administration. | 87798 | Toxoplasma gondii PCR | 29904-0 | 81795 | Toxoplasma gondii PCR | 29904-0
TOXO | Toxoplasma Immunostain, Technical Component Only | Identification ofToxoplasma gondiiinfection | Immunohistochemistry (IHC) | Yes | Toxoplasma IHC, Tech Only | For the initial technical component only immunohistochemical (IHC) stain performed, the appropriate bill-only test ID will be reflexed and charged (IHTOI). For each additional technical component only IHC stain performed, an additional bill-only test ID will be reflexed and charged (IHTOA). | Supplies:Immunostain Technical Only Envelope (T693) Specimen Type:Tissue Container/Tube:Immunostain Technical Only Envelope Preferred:2 Unstained positively charged glass slide (25- x 75- x 1-mm) per test ordered; sections 4-microns thick. Acceptable:Formalin-fixed, paraffin-embedded tissue block |  | Immunohistochemical staining forToxoplasma gondiican help identify the organisms in the cytoplasm of infected cells.T gondiiis a sporozoan that lives as an intracellular parasite in various tissues of vertebrates.T gondiiis transmitted via raw or undercooked meat, contaminated soil, or by direct contact. Pregnant women and immunosuppressed patients are at highest risk for infection. |  | This test does not include pathologist interpretation, only technical performance of the stain. If interpretation is required, order PATHC / Pathology Consultation for a full diagnostic evaluation or second opinion of the case. The positive and negative controls are verified as showing appropriate immunoreactivity. If a control tissue is not included on the slide, a scanned image of the relevant quality control tissue is available upon request; call 855-516-8404. Interpretation of this test should be performed in the context of the patient's clinical history and other diagnostic tests by a qualified pathologist. | Age of a cut paraffin section can affect immunoreactivity. Stability thresholds vary widely among published literature and are antigen dependent. Best practice is for paraffin sections to be cut within 6 weeks. | 1. Mostafa NES, Abdel Hamed EF, Rashed HES, Mohamed SY, Abdelgawad MS, Elasbali AM.The relationship between toxoplasmosis and different types of human tumors.J Infect Dev Ctries. 2018;12(2):137-141 2. Arnold SJ, Kinney MC, McCormick MS, Dummer S, Scott MA. Disseminated toxoplasmosis. Unusual presentations in the immunocompromised host. Arch Pathol Lab Med. 1997;121(8):869-873 3. Held TK, Kruger D, Switala AR, et al. Diagnosis of toxoplasmosis in bone marrow transplant recipients: comparison of PCR-based results and immunohistochemistry. Bone Marrow Transplant. 2000;25(12):1257-1262 4.Magaki S, Hojat SA, Wei B, So A, Yong WH. An introduction to the performance of immunohistochemistry. Methods Mol Biol. 2019;1897:289-298. doi:10.1007/978-1-4939-8935-5_25 | Immunohistochemistry on sections of paraffin-embedded tissue.(Unpublished Mayo method) | 1 to 3 days | Until staining is complete. | This test has been cleared, approved, or is exempt by the US Food and Drug Administration and is used per manufacturer's instructions. Performance characteristics were verified by Mayo Clinic in a manner consistent with CLIA requirements. | 88342-TC, primary88341-TC, if additional IHC | Toxoplasma IHC, Tech Only | Order only;no result | 70881 | Toxoplasma IHC, Tech Only | Bill only; no result
CSP53 | TP53 Gene Somatic Mutation Pre-Analysis Cell Sorting, Varies | Determination of B-cell content and confirmation the presence of a clonal B-cell population evaluating chronic lymphocytic leukemia patients prior toTP53variant analysis | Only orderable as a reflex. For more information see P53CA / Hematologic Neoplasms, TP53 Somatic Mutation, DNA Sequencing Exons 4-9, Varies. Flow Cytometric Cell Selection | Yes | TP53 Pre-Analysis Cell Sorting, V | Varies | Only orderable as a reflex. For more information see P53CA / Hematologic Neoplasms,TP53Somatic Mutation, DNA Sequencing Exons 4-9, Varies. Specimen Type:Blood Container/Tube:Lavender top (EDTA) or yellow top (ACD solution B) Specimen Volume:3 mL Collection Instructions: 1. Invert several times to mix blood. 2. Send whole blood specimen in original tube.Do not aliquot. 3. Label specimen as blood. Specimen Stability Information:Ambient/Refrigerate <10 days | 1 mL | Patients with chronic lymphocytic leukemia (CLL) have variable disease course influenced by a series of tumor biologic factors. The presence of chromosomal 17p- orTP53gene variation confers a very poor prognosis to a subset of CLL patients, both at time of initial diagnosis as well as at disease progression, or in the setting of therapeutic resistance.TP53gene variant status in CLL has emerged as the single most predictive tumor genetic abnormality associated with adverse outcome and poor response to standard immunochemotherapy; however, patients can be managed with alternative therapeutic options. | Only orderable as a reflex. For more information see P53CA / Hematologic Neoplasms,TP53Somatic Mutation, DNA Sequencing Exons 4-9, Varies. | Correlation with clinical, histopathologic and additional laboratory findings is required for final interpretation of these results. The final interpretation of results for clinical management of the patient is the responsibility of the managing physician. | No significant cautionary statements | 1. Zenz T, Krober A, Scherer K, et al. MonoallelicTP53inactivation is associated with poor prognosis in chronic lymphocytic leukemia: results from a detailed genetic characterization with long-term follow-up. Blood. 2008;112(8):3322-3329 2. Lehmann S, Oqawa S, Raynaud SD, et al. Molecular allelokaryotyping of early-stage, untreated chronic lymphocytic leukemia. Cancer. 2008;112(6):1296-1305 3. Rossi D, Cerri M, Deambrogi C, et al. The prognostic value of TP53 mutations in chronic lymphocytic leukemia is independent of Del17p13: implications for overall survival and chemorefractoriness. Clin Cancer Res. 2009;15(3):995-1004 4. Zent CS, Call TG, Hogan WJ, et al. Update on risk-stratified management for chronic lymphocytic leukemia.Leuk Lymphoma. 2006;47(9):1738-1746 5. Hampel PJ, Parikh SA. Chronic lymphocytic leukemia treatment algorithm 2022 [published correction appears in Blood Cancer J. 2022 Dec 22;12(12):172]. Blood Cancer J. 2022;12(11):161. Published 2022 Nov 29. doi:10.1038/s41408-022-00756-9 6. Trbusek M, Smardova J, Malcikova J, et al. Missense mutations located in structural p53 DNA-binding motifs are associated with extremely poor survival in chronic lymphocytic leukemia. J Clin Oncol. 2011;29(19):2703-2708 7. Halldorsdottir AM, Lundin A, Murray F, et al. Impact of TP53 mutation and 17p deletion in mantle cell lymphoma. Leukemia. 2011;25(12):1904-1908 8. Young KH, Leroy K, Moller MB, et al. Structural profiles of TP53 gene mutations predict clinical outcome in diffuse large B-cell lymphoma: an international collaborative study. Blood. 2008;112(8):3088-3098 | Peripheral blood specimens from chronic lymphocytic leukemia patients are analyzed by fluorescent activated cell sorting and enrichment to determine B-cell content and confirm the presence of a clonal B-cell population.(Instruction manual: BD FACSMelody Cell Sorter User's Guide. Revision 3. BD Biosciences; 03/2020) | 7 days | DNA: 3 months | This test was developed and its performance characteristics determined by Mayo Clinic in a manner consistent with CLIA requirements. It has not been cleared or approved by the US Food and Drug Administration. | 88184-Flow cytometry, first cell surface, cytoplasmic or nuclear marker88185 x 4-Each additional marker | TP53 Pre-Analysis Cell Sorting, V | No LOINC Needed | 607687 | Final Diagnosis | 22637-3
TP53 | TP53 Mutation Analysis, Next-Generation Sequencing, Tumor | Assisting in the clinical management of patients with cancer This test isnot intended forthe evaluation of patients suspected of having an inherited or germlineTP53cancer syndrome (eg, Li Fraumeni syndrome). | Sequence Capture and Targeted Next-Generation Sequencing (NGS) | Yes | TP53 Mutation Analysis, Tumor | When this test is ordered, slide review will always be performed at an additional charge. | This assay requires at least 20% tumor nuclei. -Preferred amount of tumor area with sufficient percent tumor nuclei: tissue 216 mm(2) -Minimum amount of tumor area: tissue 36 mm(2) -These amounts are cumulative over up to 10 unstained slides and must have adequate percent tumor nuclei. -Tissue fixation: 10% neutral buffered formalin, not decalcified -For specimen preparation guidance, seeTissue Requirement for Solid Tumor Next-Generation Sequencing. In this document, the sizes are given as 4 mm x 4 mm x 10 slides as preferred: approximate/equivalent to 144 mm(2) and the minimum as 3 mm x 1 mm x 10 slides: approximate/equivalent to 36 mm(2). Preferred: Specimen Type:Tissue block Collection Instructions: Submit a formalin-fixed, paraffin-embedded tissue block with acceptable amount of tumor tissue. Acceptable: Specimen Type:Tissue slides Slides: 1 Stained and 10 unstained Collection Instructions: Submit 1 slide stained with hematoxylin and eosin and 10 unstained, nonbaked slides with 5-micron thick sections of the tumor tissue. Note: The total amount of required tumor nuclei can be obtained by scraping up to 10 slides from the same block. Additional Information: Unused unstained slides will not be returned. Specimen Type:Cytology slides (direct smears or ThinPrep) Slides:1 to 3 Slides Collection Instructions:Submit 1 to 3 slides stained and coverslipped with a preferred total of 5000 nucleated cells, or a minimum of at least 3000 nucleated cells. Note:Glass coverslips are preferred; plastic coverslips are acceptable but will result in longer turnaround times. Additional Information: Cytology slides will not be returned. | See Specimen Required | TheTP53gene is a tumor suppressor gene that regulates expression of genes involved in cell cycle arrest, apoptosis, DNA repair, and changes in metabolism. Somatic mutations in theTP53gene are the most common genetic alteration seen in human cancers, with over 50% of adult human tumors bearing inactivating mutations, insertions, and deletions in theTP53gene. Somatic mutations in theTP53gene usually correlate with poor outcome and early recurrence in cancer. In central nervous system (CNS) tumors,TP53mutations are a diagnostic molecular biomarker for medulloblastoma, SHH-activated tumors, and a supporting molecular biomarker for IDH (isocitrate dehydrogenase)-mutant astrocytoma and choroid plexus carcinoma. The results of this test can be useful for predicting prognosis for breast cancer, cervical cancer, melanoma, and other cancers, and for diagnosis/classification of CNS tumors. | An interpretive report will be provided. | The interpretation of molecular biomarker analysis includes an overview of the results and the associated diagnostic, prognostic, and therapeutic implications. | This test cannot differentiate between somatic and germline alterations. Additional testing may be necessary to clarify the significance of results if there is a potential hereditary risk. DNA variants of uncertain significance may be identified. A negative result does not rule out the presence of a variant that may be present but below the limits of detection of this assay. The analytical sensitivity of this assay for sequence reportable alterations is 5% mutant allele frequency with a minimum coverage of 500X in a sample with 20% or more tumor content. Point mutations and small insertion/deletion mutations will be detected in theTP53gene only. This test may detect single exon deletions but does not detect multiexon deletions, duplications, or genomic copy number variants. Variant allele frequency (VAF) is the percentage of sequencing reads supporting a specific variant divided by the total sequencing reads at that position. In somatic testing, VAF should be interpreted in the context of several factors including, but not limited to, tumor purity/heterogeneity/copy number status (ploidy, gains/losses, loss of heterozygosity) and sequencing artifact/misalignment.(1,2) Rare polymorphisms may be present that could lead to false-negative or false-positive results. The presence or absence of a variant may not be predictive of response to therapy in all patients. Test results should be interpreted in the context of clinical, tumor sampling, histopathological, and other laboratory data. If results obtained do not match other clinical or laboratory findings, contact the laboratory for discussion. Misinterpretation of results may occur if the information provided is inaccurate and/or incomplete. Reliable results are dependent on adequate specimen collection and processing. This test has been validated on cytology slides and formalin-fixed, paraffin-embedded tissues; other types of fixatives are discouraged. Improper treatment of tissues, such as decalcification, may cause polymerase chain reaction failure. | 1. Strom SP. Current practices and guidelines for clinical next-generation sequencing oncology testing. Cancer Biol Med. 2016;13(1):3-11. doi:10.28092/j.issn.2095-3941.2016.0004 2. Spurr L, Li M, Alomran N, et al. Systematic pan-cancer analysis of somatic allele frequency. Sci Rep. 2018;8(1):7735. Published 2018 May 16. doi:10.1038/s41598-018-25462-0 3. Robels AI, Jen J, Harris CC. Clinical outcomes of TP53 mutations in cancers. Cold Spring Harb Perspect Med. 2016;6(9):a026294. doi:10.1101/cshperspect.a026294 4. Olivier M, Hollstein M, Hainaut P. TP53 mutations in human cancers: origins, consequences, and clinical use. Cold Spring Harb Perspect Biol. 2010;2(1): a001008 5. WHO Classification of Tumours Editorial Board:Central nervous system tumours. 5th ed. World Health Organization; 2021. WHO Classification of Tumours. Vol 6. | Next-generation sequencing is performed to evaluate the presence of a mutation in all coding regions of theTP53gene.SeeTargeted Genes and Methodology Details for TP53 Mutation Analysisfor details regarding the targeted gene regions evaluated by this test.(Unpublished Mayo method) A pathology review and macro dissection to enrich for tumor cells are performed prior to slide scraping. | 12 to 20 days | FFPE tissue block: Unused portions of blocks will be returned within 10-14 days after testing is complete; FFPE tissue/cytology slides: Unused slides are stored indefinitely; Digital images are obtained and stored for all slides used in testing. | This test was developed and its performance characteristics determined by Mayo Clinic in a manner consistent with CLIA requirements. It has not been cleared or approved by the US Food and Drug Administration. | 88381-Microdissection, manual81351 | TP53 Mutation Analysis, Tumor | 103680-5 | 617904 | Released By | 18771-6
TRAM | Tramadol and Metabolite, Random, Urine | Monitoring of compliance utilizing tramadol Detection and confirmation of the illicit use of tramadol This test isnot intendedfor use in employment-related testing. | Liquid Chromatography-Tandem Mass Spectrometry (LC-MS/MS) | Yes | Tramadol and Metabolite, U | Urine | Supplies:Sarstedt Aliquot Tube, 5 mL (T914) Collection Container/Tube:Plastic urine container Submission Container/Tube:Plastic vial Specimen Volume:1 mL Collection Instructions: 1. Collect a random urine specimen. 2. No preservative. Additional Information: 1. No specimen substitutions. 2. STAT requests arenotacceptedfor this test. 3. Submitting less than 1 mL will compromise our ability to perform all necessary testing. | 0.5 mL | Tramadol, a centrally acting opioid analgesic, is utilized in the treatment of moderate to moderately severe pain. Tramadol acts as an opiate agonist through the binding of the parent drug and its O-desmethyl (M1) metabolite to mu-opioid receptors and through the weak inhibition of norepinephrine and serotonin reuptake. The active metabolite, O-desmethyltramadol, is a considerably more potent mu-opioid receptor agonist than its parent drug. In urine, approximately 30% of tramadol is excreted as unchanged drug, while approximately 60% is excreted as metabolites (N- and O-desmethyltramadol). The half-life of tramadol and O-desmethyltramadol is approximately 7 hours. | Cutoff: 25 ng/mL | The presence of tramadol or O-desmethyltramadol levels of 25 ng/mL or higher is a strong indicator that the patient has used tramadol. | Urine concentrations do not correlate well with serum drug levels and are not intended for therapeutic drug management. Results are intended to be interpreted by a physician or health care professional. | 1.Tramadol. In: Merative Micromedex. Merative; Accessed February 09, 2024. Available at: www.micromedexsolutions.com/ 2. Jutkiewicz EM, Traynor JR. Opioid analgesics. In: Brunton LL, Knollmann BC, eds. Goodman & Gilman's: The Pharmacological Basis of Therapeutics. 14th ed. McGraw-Hill Education; 2023 3.Langman LJ, Bechtel LK, Holstege CP. Clinical toxicology. In: Rifai N, Chiu RWK, Young I, Burnham CAD, Wittwer CT, eds. Tietz Textbook of Laboratory Medicine. 7th ed. Elsevier; 2023:454-454 | Isotopically labeled tramadol and O-desmethyltramadol are added to the sample as internal standards. The sample is then diluted with deionized water and the analytes are separated by liquid chromatography and then quantified by mass spectrometry using multiple reaction monitoring.(Patel BN, Sharma N, Sanyal M, Shrivastav PS. An accurate, rapid and sensitive determination of tramadol and its active metabolite O-desmethyltramadol in human plasma by LC-MS/MS. J Pharm Biomed Anal. 2009;49[2]:354-366) | 2 to 6 days | 14 days | This test was developed and its performance characteristics determined by Mayo Clinic in a manner consistent with CLIA requirements. It has not been cleared or approved by the US Food and Drug Administration. | 80373G0480 (if appropriate) | Tramadol and Metabolite, U | 100734-3 | 35915 | O-desmethyltramadol | 92639-4
TFE3I | Transcription Factor E3 (TFE3) Immunostain, Technical Component Only | Assessment of transcription factor E3 expression | Immunohistochemistry (IHC) | Yes | TFE3 IHC, Tech Only | For the initial technical component only immunohistochemical (IHC) stain performed, the appropriate bill-only test ID will be reflexed and charged (IHTOI). For each additional technical component only IHC stain performed, an additional bill-only test ID will be reflexed and charged (IHTOA). | Supplies:Immunostain Technical Only Envelope (T693) Specimen Type:Tissue Container/Tube:Immunostains Technical Only Envelope Preferred:2 Unstained positively charged glass slide (25- x 75- x 1-mm) per test ordered; sections 4-microns thick. Acceptable:Formalin-fixed, paraffin-embedded tissue block |  | Transcription factor E3 (TFE3) is a member of the microphthalmia transcription factor (MiTF)/TFE family of helix-loop-helix transcription factors. TFE3 overexpression is observed in TFE translocation-associated renal cell carcinoma and alveolar soft part sarcoma. |  | This test does not include pathologist interpretation, only technical performance of the stain. If interpretation is required, order PATHC / Pathology Consultation for a full diagnostic evaluation or second opinion of the case. The positive and negative controls are verified as showing appropriate immunoreactivity. If a control tissue is not included on the slide, a scanned image of the relevant quality control tissue is available upon request; call 855-516-8404. Interpretation of this test should be performed in the context of the patient's clinical history and other diagnostic tests by a qualified pathologist. | Age of a cut paraffin section can affect immunoreactivity. Stability thresholds vary widely among published literature and are antigen dependent. Best practice is for paraffin sections to be cut within 6 weeks. | 1. Komai Y, Fujiwara M, Fujii Y, et al. Adult Xp11 translocation renal cell carcinoma diagnosed by cytogenetics and immunohistochemistry. Clin Cancer Res. 2009;15(4):1170-1176 2. Vistica DT, Krosky PM, Kenney S, et al. Immunohistochemical discrimination between the ASPL-TFE3 fusion proteins of alveolar soft part sarcoma. J Pediatr Hematol Oncol. 2008;30(1):46-52 3. Argani P, Antonescu CR, Couturier J, et al. PRCC-TFE3 renal carcinomas: morphologic, immunohistochemical, ultrastructural, and molecular analysis of an entity associated with the t(X;1)(p11.2;q21). Am J Surg Pathol .2002;26(12):1553-1566 4. Magaki S, Hojat SA, Wei B, So A, Yong WH. An introduction to the performance of immunohistochemistry. Methods Mol Biol. 2019;1897:289-298. doi:10.1007/978-1-4939-8935-5_25 | Immunohistochemistry on sections of paraffin-embedded tissue.(Unpublished Mayo method) | 1 to 3 days | Until staining is complete. | This test has been cleared, approved, or is exempt by the US Food and Drug Administration and is used per manufacturer's instructions. Performance characteristics were verified by Mayo Clinic in a manner consistent with CLIA requirements. | 88342-TC, Primary88341-TC, If additional IHC | TFE3 IHC, Tech Only | Order only;no result | 70876 | TFE3 IHC, Tech Only | Bill only; no result
TRSF | Transferrin, Serum | Screening for chronic iron overload diseases, particularly hereditary hemochromatosis | Immunoturbidimetric Assay | Yes | Transferrin, S | Serum | Collection Container/Tube: Preferred:Serum gel Acceptable:Red top Submission Container/Tube:Plastic vial Specimen Volume:0.6 mL Collection Instructions: 1. Serum gel tubes should be centrifuged within 2 hours of collection. 2. Red-top tubes should be centrifuged, and the serum aliquoted into a plastic vial within 2 hours of collection. | 0.25 mL | Transferrin is a glycoprotein with a molecular weight of 79570 daltons. It consists of a polypeptide strand with 2 N-glycosidically linked oligosaccharide chains and exists in numerous isoforms. The rate of synthesis in the liver can be altered in accordance with the bodyâ€™s iron requirements and iron reserves. Transferrin is the iron transport protein in serum. In cases of iron deficiency, the degree of transferrin saturation appears to be an extremely sensitive indicator of functional iron depletion. The ferritin levels are depressed when there is a deficiency of storage iron. In sideropenia, an iron deficiency can be excluded if the serum transferrin concentration is low, as in inflammation or less commonly, in cases of ascorbic acid deficiency. In screening for hereditary hemochromatosis, transferrin saturation provides a better indication of the homozygous genotype than does ferritin. The treatment of anemia with erythropoietin in patients with renal failure is only effective when sufficient depot iron is present. The best monitoring procedure is to determine transferrin saturation during therapy. Transferrin saturation in conjunction with ferritin gives a conclusive prediction of the exclusion of iron overloading in patients with chronic liver disease. | 200-360 mg/dL | Serum iron, total iron-binding capacity (TIBC), and percent saturation are useful only in screening for chronic iron overload diseases, particularly hereditary hemochromatosis. Although serum iron, TIBC, and percent saturation are widely used for the diagnosis of iron deficiency, serum ferritin is a much more sensitive and reliable means of demonstrating iron deficiency. In hereditary hemochromatosis, serum iron is usually above 150 mcg/dL and percent saturation exceeds 60%. In advanced iron overload states, the percent saturation often exceeds 90%. | Measurement of serum iron, iron-binding capacity, and percent saturation should not be used as the primary test for iron deficiency. It may be helpful when used in conjunction with ferritin and soluble transferrin receptor testing, especially in patients with inflammation. | 1. Silverman LM, Christenson RH, Grant GH: Amino acids and proteins.InTextbook of Clinical Chemistry. Edited by NW Tietz. Philadelphia, WB Saunders Company, 1986, pp 519-618 2. Ramsay WN: The determination of the total iron binding capacity of serum. Clin Chim Acta1997 Mar 18;259(1-2):25-30 3. Tsung SH, Rosenthal WA, Milewski KA: Immunological measurement of transferrin compared with chemical measurement of total iron binding capacity. Clin Chem 1975;21:1063-1066 4. Buffone GJ, Lewis SA, Losefsohn M, Hicks JM: Chemical and immunochemical measurements of total iron binding capacity compared. Clin Chem 1978;24:1788-1791 5. Markowitz H, Fairbanks VF: Transferrin assay and total iron binding capacity. Mayo Clin Proc 1983;58:827-828 6. Szoke D, Panteghini M: Diagnostic value of transferrin.Clin Chim Acta 2012 Aug 16;413(15-16):1184-1189 | Antitransferrin antibodies react with the antigen in the sample to form an antigen/antibody complex. Following agglutination, this is measured turbidimetrically. Addition of polyethylene glycol allows the reaction to progress rapidly to the end point and increases sensitivity.(Package insert: Roche TRSF2 reagent. Indianapolis, IN, 2005) | Same day/1 to 3 days | 7 days | This test has been cleared, approved, or is exempt by the US Food and Drug Administration and is used per manufacturer's instructions. Performance characteristics were verified by Mayo Clinic in a manner consistent with CLIA requirements. | 84466 | Transferrin, S | 3034-6 | TRSF | Transferrin, S | 3034-6
FFTRZ | Trazodone (Desyrel) |  | Liquid Chromatography/Tandem Mass Spectrometry (LC/MS/MS) | Yes | Trazodone | Serum Red | Draw blood in a plain red-top tube(s), serum gel tube is not acceptable. Spin down and send 1 mL of serum refrigerated in a plastic vial. | 0.6 mL |  | Reference Range: 800 - 1600 ng/mL |  |  |  |  | 5 to 9 days |  |  | 80338 | Trazodone | 4064-2 | FFTRZ | Trazodone | 4064-2
FHEAV | Tree of Heaven (Ailanthus spp) IgE |  | Enzyme Immunoassay (EIA) | Yes | Tree of Heaven (Ailanthus spp) IgE | Serum | Specimen Type:Serum Container/Tube:Red or SST Specimen Volume:0.5 mL Collection Instructions:Draw blood in a plain red-top tube(s), serum gel tube(s) is acceptable. Spin down and send 0.5 mL of serum refrigerated in a plastic vial. | 0.5 mL |  | <0.35 kU/L | Class IgE (kU/L) Comment 0 <0.35 Below Detection 1 0.35-0.69 Low Positive 2 0.70-3.49 Moderate Positive 3 3.50-17.49 Positive 4 17.50-49.99 Strong Positive 5 >49.99 Very Strong Positive |  |  |  | 4 to 7 days |  | This test was developed and its performance characteristics determined by Eurofins Viracor. It has not been cleared or approved by the U.S. Food and Drug Administration. | 86003 | Tree of Heaven (Ailanthus spp) IgE | 7744-6 | Z4017 | CLASS | 102834-9
TREE1 | Tree Panel #1, Serum | Establishing a diagnosis of an allergy to trees in panel #1 Defining the allergen responsible for eliciting signs and symptoms Identifying allergens: -Responsible for allergic response and/or anaphylactic episode -To confirm sensitization prior to beginning immunotherapy -To investigate the specificity of allergic reactions to insect venom allergens, drugs, or chemical allergens | Fluorescence Enzyme Immunoassay (FEIA) | Yes | Tree Panel # 1 | Includes testing for birch, box elder/maple, elm, oak, and walnut allergen. | Collection Container/Tube: Preferred:Serum gel Acceptable:Red top Submission Container/Tube:Plastic vial Specimen Volume:0.5 mL for every 5 allergens requested Collection Instructions:Centrifuge and aliquot serum into a plastic vial. | For 1 allergen: 0.3 mL For more than 1 allergen: (0.05 mL x number of allergens) + 0.25 mL deadspace | Clinical manifestations of immediate hypersensitivity (allergic) diseases are caused by the release of proinflammatory mediators (histamine, leukotrienes, and prostaglandins) from IgE-sensitized effector cells (mast cells and basophils) when cell-bound IgE antibodies interact with an allergen. In vitro serum testing for IgE antibodies provides an indication of the immune response to allergens that may be associated with allergic disease. The allergens chosen for testing often depend upon the age of the patient, history of allergen exposure, season of the year, and clinical manifestations. In individuals predisposed to develop allergic disease, the sequence of sensitization and clinical manifestations proceed as follows: eczema and respiratory disease (rhinitis and bronchospasm) in infants and children less than 5 years due to food sensitivity (milk, egg, soy, and wheat proteins) followed by respiratory disease (rhinitis and asthma) in older children and adults due to sensitivity to inhalant allergens (dust mite, mold, and pollen inhalants). | Class,IgE kU/L,Interpretation, 0,<0.10,Negative, 0/1,0.10-0.34,Borderline/equivocal, 1,0.35-0.69,Equivocal, 2,0.70-3.49,Positive, 3,3.50-17.4,Positive, 4,17.5-49.9,Strongly positive, 5,50.0-99.9,Strongly positive, 6,> or =100,Strongly positive, | Positive results indicate the possibility of allergic disease induced by one or more allergens present in the multi-allergen cap. Negative results may rule out allergy, except in rare cases of allergic disease induced by exposure to a single allergen. Detection of IgE antibodies in serum (class 1 or greater) indicates an increased likelihood of allergic disease as opposed to other etiologies and defines the allergens that may be responsible for eliciting signs and symptoms. The level of IgE antibodies in serum varies directly with the concentration of IgE antibodies expressed as a class score or kU/L. | Testing for IgE antibodies is not useful in patients previously treated with immunotherapy to determine if residual clinical sensitivity exists or in patients in whom the medical management does not depend upon identification of allergen specificity. Some individuals with clinically insignificant sensitivity to allergens may have measurable levels of IgE antibodies in serum, and test results must be interpreted in the clinical context. False-positive results for IgE antibodies may occur in patients with markedly elevated serum IgE (>2500 kU/L) due to nonspecific binding to allergen solid phases. Since only one result is generated for this panel, individual (single) allergen responses cannot be identified. When this panel is positive, follow-up testing is required to differentiate between individual allergens in the panel. | Homburger HA, Hamilton RG: Allergic diseases. In: McPherson RA, Pincus MR, eds. Henry's Clinical Diagnosis and Management by Laboratory Methods. 23rd ed. Elsevier; 2017:1057-1070 | Specific IgE from the patient's serum reacts with the allergen of interest, which is covalently coupled to an ImmunoCAP. After washing away nonspecific IgE, enzyme-labeled anti-IgE antibody is added to form a complex. After incubation, unbound anti-IgE is washed away, and the bound complex incubated with a developing agent. After stopping the reaction, the fluorescence of the eluate is measured. Fluorescence is proportional to the amount of specific IgE present in the patient's sample (ie, the higher the fluorescence value, the more IgE antibody is present).(Package insert: ImmunoCAP System Specific IgE FEIA. Phadia; Rev 06/2020) | 1 to 3 days | 14 days | This test has been cleared, approved, or is exempt by the US Food and Drug Administration and is used per manufacturer's instructions. Performance characteristics were verified by Mayo Clinic in a manner consistent with CLIA requirements. | 86003 | Tree Panel # 1 | 30184-6 | TREE1 | Tree Panel # 1 | 30184-6
TREE3 | Tree Panel #3, Serum | Establishing a diagnosis of an allergy to tress in panel #3 Defining the allergen responsible for eliciting signs and symptoms Identifying allergens: -Responsible for allergic response and/or anaphylactic episode -To confirm sensitization prior to beginning immunotherapy -To investigate the specificity of allergic reactions to insect venom allergens, drugs, or chemical allergens Testing for IgE antibodies isnot usefulin patients previously treated with immunotherapy to determine if residual clinical sensitivity exists, or in patients in whom the medical management does not depend upon identification of allergen specificity. | Fluorescence Enzyme Immunoassay (FEIA) | Yes | Tree Panel # 3 | Includes testing for cottonwood, elm, grey alder, hazelnut, and willow allergen. | Collection Container/Tube: Preferred:Serum gel Acceptable:Red top Submission Container/Tube:Plastic vial Specimen Volume:0.5 mL for every 5 allergens requested Collection Instructions:Centrifuge and aliquot serum into a plastic vial. | For 1 allergen: 0.3 mL For more than 1 allergen: (0.05 mL x number of allergens) + 0.25 mL deadspace | Clinical manifestations of immediate hypersensitivity (allergic) diseases are caused by the release of proinflammatory mediators (histamine, leukotrienes, and prostaglandins) from IgE-sensitized effector cells (mast cells and basophils) when cell-bound IgE antibodies interact with an allergen. In vitro serum testing for IgE antibodies provides an indication of the immune response to allergens that may be associated with allergic disease. The allergens chosen for testing often depend upon the age of the patient, history of allergen exposure, season of the year, and clinical manifestations. In individuals predisposed to develop allergic disease, the sequence of sensitization and clinical manifestations proceed as follows: eczema and respiratory disease (rhinitis and bronchospasm) in infants and children less than 5 years due to food sensitivity (milk, egg, soy, and wheat proteins) followed by respiratory disease (rhinitis and asthma) in older children and adults due to sensitivity to inhalant allergens (dust mite, mold, and pollen inhalants). | Class,IgE kU/L,Interpretation, 0,<0.10,Negative, 0/1,0.10-0.34,Borderline/equivocal, 1,0.35-0.69,Equivocal, 2,0.70-3.49,Positive, 3,3.50-17.4,Positive, 4,17.5-49.9,Strongly positive, 5,50.0-99.9,Strongly positive, 6,> or =100,Strongly positive, | Positive results indicate the possibility of allergic disease induced by one or more allergens present in the multi-allergen cap. Negative results may rule out allergy, except in rare cases of allergic disease induced by exposure to a single allergen. Detection of IgE antibodies in serum (class 1 or greater) indicates an increased likelihood of allergic disease as opposed to other etiologies and defines the allergens that may be responsible for eliciting signs and symptoms. The level of IgE antibodies in serum varies directly with the concentration of IgE antibodies expressed as a class score or kU/L. | Testing for IgE antibodies is not useful in patients previously treated with immunotherapy to determine if residual clinical sensitivity exists or in patients in whom the medical management does not depend upon identification of allergen specificity. Some individuals with clinically insignificant sensitivity to allergens may have measurable levels of IgE antibodies in serum, and test results must be interpreted in the clinical context. False-positive results for IgE antibodies may occur in patients with markedly elevated serum IgE (>2500 kU/L) due to nonspecific binding to allergen solid phases. Since only one result is generated for this panel, individual (single) allergen responses cannot be identified. When this panel is positive, follow-up testing is required to differentiate between individual allergens in the panel. | Homburger HA, Hamilton RG: Allergic diseases. In: McPherson RA, Pincus MR, eds. Henry's Clinical Diagnosis and Management by Laboratory Methods. 23rd ed. Elsevier; 2017:1057-1070 | Specific IgE from the patient's serum reacts with the allergen of interest, which is covalently coupled to an ImmunoCAP. After washing away nonspecific IgE, enzyme-labeled anti-IgE antibody is added to form a complex. After incubation, unbound anti-IgE is washed away, and the bound complex incubated with a developing agent. After stopping the reaction, the fluorescence of the eluate is measured. Fluorescence is proportional to the amount of specific IgE present in the patient's sample (ie, the higher the fluorescence value, the more IgE antibody is present).(Package insert: ImmunoCAP System Specific IgE FEIA. Phadia; Rev 06/2020) | Same day/1 to 3 days | 14 days | This test has been cleared, approved, or is exempt by the US Food and Drug Administration and is used per manufacturer's instructions. Performance characteristics were verified by Mayo Clinic in a manner consistent with CLIA requirements. | 86003 | Tree Panel # 3 | 69959-5 | TREE3 | Tree Panel # 3 | 69959-5
TREE4 | Tree Panel #4, Serum | Establishing a diagnosis of an allergy to trees in panel #4 Defining the allergen responsible for eliciting signs and symptoms Identifying allergens: -Responsible for allergic response and/or anaphylactic episode -To confirm sensitization prior to beginning immunotherapy -To investigate the specificity of allergic reactions to insect venom allergens, drugs, or chemical allergens Testing for IgE antibodies isnot usefulin patients previously treated with immunotherapy to determine if residual clinical sensitivity exists, or in patients in whom the medical management does not depend upon identification of allergen specificity. | Fluorescence Enzyme Immunoassay (FEIA) | Yes | Tree Panel # 4 | Includes testing for acacia, eucalyptus,Melaleuca, olive, pine, and willow allergen. | Collection Container/Tube: Preferred:Serum gel Acceptable:Red top Submission Container/Tube:Plastic vial Specimen Volume:0.5 mL for every 5 allergens requested Collection Instructions:Centrifuge and aliquot serum into a plastic vial. | For 1 allergen: 0.3 mL For more than 1 allergen: (0.05 mL x number of allergens) + 0.25 mL deadspace | Clinical manifestations of immediate hypersensitivity (allergic) diseases are caused by the release of proinflammatory mediators (histamine, leukotrienes, and prostaglandins) from IgE-sensitized effector cells (mast cells and basophils) when cell-bound IgE antibodies interact with an allergen. In vitro serum testing for IgE antibodies provides an indication of the immune response to allergens that may be associated with allergic disease. The allergens chosen for testing often depend upon the age of the patient, history of allergen exposure, season of the year, and clinical manifestations. In individuals predisposed to develop allergic disease, the sequence of sensitization and clinical manifestations proceed as follows: eczema and respiratory disease (rhinitis and bronchospasm) in infants and children less than 5 years due to food sensitivity (milk, egg, soy, and wheat proteins) followed by respiratory disease (rhinitis and asthma) in older children and adults due to sensitivity to inhalant allergens (dust mite, mold, and pollen inhalants). | Class,IgE kU/L,Interpretation, 0,<0.10,Negative, 0/1,0.10-0.34,Borderline/equivocal, 1,0.35-0.69,Equivocal, 2,0.70-3.49,Positive, 3,3.50-17.4,Positive, 4,17.5-49.9,Strongly positive, 5,50.0-99.9,Strongly positive, 6,> or =100,Strongly positive, | Positive results indicate the possibility of allergic disease induced by one or more allergens present in the multi-allergen cap. Negative results may rule out allergy, except in rare cases of allergic disease induced by exposure to a single allergen. Detection of IgE antibodies in serum (class 1 or greater) indicates an increased likelihood of allergic disease as opposed to other etiologies and defines the allergens that may be responsible for eliciting signs and symptoms. The level of IgE antibodies in serum varies directly with the concentration of IgE antibodies expressed as a class score or kU/L. | Testing for IgE antibodies is not useful in patients previously treated with immunotherapy to determine if residual clinical sensitivity exists or in patients in whom the medical management does not depend upon identification of allergen specificity. Some individuals with clinically insignificant sensitivity to allergens may have measurable levels of IgE antibodies in serum, and test results must be interpreted in the clinical context. False-positive results for IgE antibodies may occur in patients with markedly elevated serum IgE (>2500 kU/L) due to nonspecific binding to allergen solid phases. | Homburger HA, Hamilton RG: Allergic diseases. In: McPherson RA, Pincus MR, eds. Henry's Clinical Diagnosis and Management by Laboratory Methods. 23rd ed. Elsevier; 2017:1057-1070 | Specific IgE from the patient's serum reacts with the allergen of interest, which is covalently coupled to an ImmunoCAP. After washing away nonspecific IgE, enzyme-labeled anti-IgE antibody is added to form a complex. After incubation, unbound anti-IgE is washed away, and the bound complex incubated with a developing agent. After stopping the reaction, the fluorescence of the eluate is measured. Fluorescence is proportional to the amount of specific IgE present in the patient's sample (ie, the higher the fluorescence value, the more IgE antibody is present).(Package insert: ImmunoCAP System Specific IgE FEIA. Phadia; Rev 06/2020) | Same day/1 to 3 days | 14 days | This test has been cleared, approved, or is exempt by the US Food and Drug Administration and is used per manufacturer's instructions. Performance characteristics were verified by Mayo Clinic in a manner consistent with CLIA requirements. | 86003 | Tree Panel # 4 | 30182-0 | TREE4 | Tree Panel # 4 | 30182-0
FHAL | Triazolam (Halcion) |  | Liquid Chromatography/Tandem Mass Spectrometry (LC/MS/MS) | Yes | Triazolam (Halcion) | Varies | Submit only 1 of the following specimens: Plasma Draw blood in a green-top (sodium heparin) tube(s),plasma gel tube is not acceptable.Spin down and send 2 mL sodium heparin plasma refrigerated in a plastic vial. Serum Draw blood in a plain red-top tube(s),serum gel tube is not acceptable.Spin down and send 2 mL of serum refrigerated in a plastic vial. | 0.3 mL |  | ReferenceRange: 5.0 - 20.0 ng/mL |  |  |  |  | 5 to 9 days | 2 weeks |  | 80346G0480 (if appropriate) | Triazolam (Halcion) | 59762-5 | Z1149 | Triazolam (Halcion) | 59762-5
TRCNG | Trichinella Antibody, IgG, Serum | As an adjunct in the diagnosis of trichinosis | Enzyme-Linked Immunosorbent Assay (ELISA) | Yes | Trichinella Ab, IgG, S | Serum | Collection Container/Tube: Preferred:Serum gel Acceptable:Red top Submission Container/Tube:Plastic vial Specimen Volume:0.5 mL Collection Instructions:Centrifuge and aliquot serum into plastic vial. | 0.4 mL | Trichinosis is an infection by the nematode parasite,Trichinella spiralis. The infection is acquired by ingestion of larvae in inadequately cooked, contaminated meat, especially pork, bear, and walrus meat. After ingestion, acid-pepsin digestion in the stomach liberates the larvae, which develop into adult worms in the small intestine. After fertilization, the female worm produces larvae that penetrate the mucosa and seed the skeletal muscles via the blood stream. The larvae coil and encyst in muscle fibers, remaining viable for up to several years. Diarrhea is the most common symptom associated with intestinal infection with adult worms. Fever, periorbital swelling, muscle pain and swelling, pulmonary symptoms, and rash develop during systemic invasion by the larvae. | Negative Reference values apply to all ages. | Positive: Results are suggestive of current or past infection withTrichinella spiralis. Results should be used in conjunction with clinical, epidemiologic and other laboratory tests to diagnose current infection. Borderline: Recommend follow-up testing in 10 to 14 days if clinically indicated Negative: No antibodies toTrichinella spiralisdetected. Repeat testing in 2 to 3 weeks if clinically indicated. | Antibodies toTrichinella spiralismay not be detectable until 3 weeks after the onset of infection. Therefore, negative results in suspicious cases should be followed by repeat testing in several weeks. Sensitivity of the test may also be affected by the level of invasive disease, with patients who have lower parasitic loads having a greater risk of being negative by the assay. Cross reactions with antibodies againstToxocara canisare possible. | 1. Grove DI: Tissue nematodes. In: Mandell GL, Bennett JE, Dolin R, eds. Principles and Practice of Infectious Diseases. Vol 2. 4th ed. Churchill Livingstone; 1995:2531-2537 2. Pasternack MS: Myositis and myonecrosis. In: Bennett JE, Dolin R, Blaser MJ, eds. Mandell, Douglas, and Bennett's Principles and Practice of Infectious Diseases. 9th ed. Elsevier; 2020:1307-1316 | Microtiter strip wells are precoated withTrichinella spiralisES-antigens (excretory/secretory antigens) to bind corresponding antibodies of the specimen. After washing the wells to remove all unbound sample material horseradish peroxidase-labelled protein A conjugate is added. This conjugate binds to the capturedTrichinella spiralis-specific antibodies. The immune complex formed by the bound conjugate is visualized by adding tetramethylbenzidine substrate, which gives a blue reaction product. The intensity of this product is proportional to the amount ofTrichinella spiralisspecific antibodies in the specimen. Sulfuric acid is added to stop the reaction. This produces a yellow end point color. Absorbance alternative 450 nm is read using an enzyme-linked immunosorbent assay microwell plate reader.(Package insert:Trichinella spiralisELISA IgG. Gold Standard Diagnostics; 11/02/2021) | 1 to 7 days | 14 days | This test has been cleared, approved, or is exempt by the US Food and Drug Administration and is used per manufacturer's instructions. Performance characteristics were verified by Mayo Clinic in a manner consistent with CLIA requirements. | 86784 | Trichinella Ab, IgG, S | 6563-1 | TRCNG | Trichinella Ab, IgG, S | 19253-4
FFTRU | Trichloroacetic Acid, Urine |  | Headspace Gas Chromatography/Electron Capture Detection (GC-EC) Spectrophotometry (SPEC) | Yes | Trichloroacetic Acid, Urine | Urine | Submit a 10 mL aliquot from a random or spot urine collected at end of shift, end of exposure, or end of workweek. Send specimen refrigerated. | 0.25 mL |  | Creatinine: >50 mg/dL Trichloroethane Exposure: Normal (unexposed population): None detected Exposed: Biological Exposure Index (BEI): 10 mg/L (end of workweek) Toxic: Not established Trichloroethylene Exposure: Normal (unexposed population): None detected Exposed: Biological Exposure Index (BEI): 100 mg/g creat (end of workweek) Biological Tolerance Value (BAT): 100 mg/L (end of exposure or end of shift, or after several shifts for long-term exposure) Toxic: Not established Tetrachloroethylene (Perchloroethylene) Exposure: Normal (unexposed population): None detected Exposed: Biological Exposure Index (BEI): 7.0 mg/L (end of workweek) Toxic: Not established |  |  |  |  | 7 to 11 days | 2 weeks |  | 83921-Organic acid, single, quantitative82570-Creatine, other source | Trichloroacetic Acid, Urine | Not Provided | Z1059 | Trichloroacetic Acid | 26770-8
TRVI | Trichoderma viride, IgE, Serum | Establishing a diagnosis of an allergy toTrichoderma viride Defining the allergen responsible for eliciting signs and symptoms Identifying allergens: -Responsible for allergic response and/or anaphylactic episode -To confirm sensitization prior to beginning immunotherapy -To investigate the specificity of allergic reactions to insect venom allergens, drugs, or chemical allergens | Fluorescence Enzyme Immunoassay (FEIA) | Yes | Trichoderma Viride, IgE | Serum | Collection Container/Tube: Preferred:Serum gel Acceptable:Red top Submission Container/Tube:Plastic vial Specimen Volume:0.5 mL for every 5 allergens requested Collection Instructions:Centrifuge and aliquot serum into a plastic vial. | For 1 allergen: 0.3 mL For more than 1 allergen: (0.05 mL x number of allergens) + 0.25 mL deadspace | Clinical manifestations of immediate hypersensitivity (allergic) diseases are caused by the release of proinflammatory mediators (histamine, leukotrienes, and prostaglandins) from IgE-sensitized effector cells (mast cells and basophils) when cell-bound IgE antibodies interact with an allergen. In vitro serum testing for IgE antibodies provides an indication of the immune response to allergens that may be associated with allergic disease. The allergens chosen for testing often depend upon the age of the patient, history of allergen exposure, season of the year, and clinical manifestations. In individuals predisposed to develop allergic disease, the sequence of sensitization and clinical manifestations proceed as follows: eczema and respiratory disease (rhinitis and bronchospasm) in infants and children less than 5 years due to food sensitivity (milk, egg, soy, and wheat proteins) followed by respiratory disease (rhinitis and asthma) in older children and adults due to sensitivity to inhalant allergens (dust mite, mold, and pollen inhalants). | Class,IgE kU/L,Interpretation, 0,<0.10,Negative, 0/1,0.10-0.34,Borderline/equivocal, 1,0.35-0.69,Equivocal, 2,0.70-3.49,Positive, 3,3.50-17.4,Positive, 4,17.5-49.9,Strongly positive, 5,50.0-99.9,Strongly positive, 6,> or =100,Strongly positive, | Detection of IgE antibodies in serum (class 1 or greater) indicates an increased likelihood of allergic disease as opposed to other etiologies and defines the allergens that may be responsible for eliciting signs and symptoms. The level of IgE antibodies in serum varies directly with the concentration of IgE antibodies expressed as a class score or kU/L. | Testing for IgE antibodies is not useful in patients previously treated with immunotherapy to determine if residual clinical sensitivity exists or in patients in whom the medical management does not depend upon identification of allergen specificity. Some individuals with clinically insignificant sensitivity to allergens may have measurable levels of IgE antibodies in serum, and test results must be interpreted in the clinical context. False-positive results for IgE antibodies may occur in patients with markedly elevated serum IgE (>2500 kU/L) due to nonspecific binding to allergen solid phases. | Homburger HA, Hamilton RG: Allergic diseases. In: McPherson RA, Pincus MR, eds. Henry's Clinical Diagnosis and Management by Laboratory Methods. 23rd ed. Elsevier; 2017:1057-1070 | Specific IgE from the patient's serum reacts with the allergen of interest, which is covalently coupled to an ImmunoCAP. After washing away nonspecific IgE, enzyme-labeled anti-IgE antibody is added to form a complex. After incubation, unbound anti-IgE is washed away, and the bound complex incubated with a developing agent. After stopping the reaction, the fluorescence of the eluate is measured. Fluorescence is proportional to the amount of specific IgE present in the patient's sample (ie, the higher the fluorescence value, the more IgE antibody is present).(Package insert: ImmunoCAP System Specific IgE FEIA. Phadia; Rev 06/2020) | Same day/1 to 3 days | 14 days | This test has been cleared, approved, or is exempt by the US Food and Drug Administration and is used per manufacturer's instructions. Performance characteristics were verified by Mayo Clinic in a manner consistent with CLIA requirements. | 86003 | Trichoderma Viride, IgE | 6267-9 | TRVI | Trichoderma Viride, IgE | 6267-9
TVRNA | Trichomonas vaginalis, Nucleic Acid Amplification, Varies | DetectingTrichomonas vaginalisin urine, cervical/endocervical or vaginal specimen types | Transcription-Mediated Amplification | Yes | Trichomonas vaginalis Amplified RNA | Varies | Submit only 1 of the following specimens: Specimen Type:Endocervix/Cervix Supplies:Aptima Unisex Swab Collection Kit(T583) Container/Tube:Aptima Unisex Swab Specimen Volume:Swab Collection Instructions: 1.Specimens must be collected using the Aptima Unisex Swab Collection Kit. 2. Use cleaning swab (white shaft) to remove excess mucus from endocervix/cervix. Discard the cleaning swab. 3. Insert second swab (blue shaft) 1 to 1.5 cm into endocervical canal, and rotate swab gently for 30 seconds. Avoid touching vaginal wall when removing swab. 4. Place second swab (blue shaft) into Aptima transport tube provided in collection kit. Snap off swab at score line so swab fits into closed tube. 5. Cap tube securely and label tube with patient's entire name and collection date and time. 6. Maintain swab container at 2 to 30 degrees C (refrigerate temperature is preferred), transport within 60 days of collection. Specimen Type:Vaginal Supplies:Aptima Multitest Swab Collection Kit (T584) Container/Tube:Aptima Multitest Swab Specimen Volume:Swab Collection Instructions: 1.Specimens must be collected using the Aptima Multitest Swab Collection Kit. 2. Insert swab (pink shaft) about 5 cm past introitus and rotate gently for 30 seconds. 3. Place swab into Aptima transport tube provided in collection kit. Snap off swab at score line so swab fits into closed tube. 4. Cap tube securely and label tube with patient's entire name and collection date and time. 5. Maintain swab container at 2 to 30 degrees C (refrigerate temperature is preferred), transport within 60 days of collection. Specimen Type:ThinPrep Specimen (Endocervix/Cervix) Supplies:Aptima Thin Prep Transport Tube (T652) Container/Tube:Thin Prep Transport Tube Specimen Volume:1 mL Collection Instructions: 1. Collect ThinPrep sample as per normal collection process. 2. ThinPrep specimen must be aliquoted (as outlined below)beforeit is processed/tested for Pap smear. 3. Vortex ThinPrep/PreservCyt vial 3 to 10 seconds. Within 1 minute of vortexing: a. Transfer 1 mL of specimen into the Aptima specimen transfer tube using a disposable transfer pipette or a pipette tip containing a filter (aerosol barrier or hydrophobic plug). b. Process only 1 ThinPrep and transfer tube set at a time. c. Recap Aptima specimen transfer tube tightly and gently invert 3 times to mix. 3. Label Aptima transfer tube with appropriate label. 4. Use remainder of ThinPrep specimen for Pap testing. 5. Maintain specimen transport tube at 2 to 30 degrees C (refrigerate temperature is preferred), transport within 30 days of collection when stored at 2 to 14 degrees C or within 14 days when stored at 15 to 30 degrees C. Specimen Type:Urine Supplies:Aptima Urine Transport Tube (T582) Container/Tube:Aptima urine specimen transport tube Specimen Volume:15 to 20 mL Collection Instructions: 1. Patient should not have urinated for at least 1 hour prior to specimen collection. 2. Patient should collect first portion of random voided urine (first part of stream) into a sterile, plastic, preservative-free container. 3. Within 24 hours of collection, transfer 2 mL of urine into the Aptima urine specimen transport tube using the disposable pipette provided. The correct volume of urine has been added when the fluid level is between the black fill lines on the Aptima urine transport tube. | See Specimen Required | Trichomonas vaginalisis a protozoan parasite that commonly infects the genital tract of men and women. It is considered to be the most common nonviral sexually transmitted infection (STI), with an estimated 2.6 million cases documented in 2020 in the United States. Although up to 70% of infected individuals are asymptomatic, infections may be associated with vaginitis, urethritis, and cervicitis in women and urethritis and prostatitis in men. Patients that are infected withT vaginalishave an increased risk of acquiring other STIs, such as HIV, while infections in pregnant women are associated with premature labor, low birth-weight offspring, premature rupture of membranes, and post-hysterectomy/post-abortion infection. Symptoms ofT vaginalisoverlap considerably with other STIs; therefore, laboratory diagnosis is required for definitive diagnosis. The most frequently used method for detection is microscopic examination of a wet-mount preparation of vaginal secretions. However, this method has only 35% to 80% sensitivity compared with culture. Culture also suffers from relatively low sensitivity (38%-82%) when compared to molecular methods. Culture is technically challenging and takes 5 to 7 days to complete. Molecular methods, such as the AptimaT vaginalisassay, offer high sensitivity and specificity for detection of trichomoniasis. The Aptima test utilizes target capture, transcription-mediated amplification, and hybridization protection assay technologies for detection ofT vaginalisribosomal RNA. | Negative | A positive result indicates the presence of nucleic acid fromTrichomonas vaginalisand is strongly supportive of a diagnosis of trichomoniasis. A negative result indicates the absence of nucleic acid fromT vaginalis. A negative result does not exclude the possibility of infection. If clinical indications strongly suggest gonococcal or chlamydial infection, additional specimens should be collected for testing. A result of inconclusive indicates that a new specimen should be collected. The predictive value of an assay depends on the prevalence of the disease in any specific population. In settings with a high prevalence of sexually transmitted infections, positive assay results have a high likelihood of being true-positive results. In settings with a low prevalence of sexually transmitted infections, or in any setting in which a patient's clinical signs and symptoms or risk factors are inconsistent with infection, positive results should be carefully assessed, and the patient retested by other methods if appropriate. | The effects of tampon use, douching, and specimen collection variables have not been assessed for their impact on the detection ofTrichomonasvaginalis. To ensure proper endocervical sampling, excess mucus should first be removed. Vaginal swab and PreservCyt Solution liquid Pap specimen sampling is not designed to replace cervical exams and endocervical specimens for diagnosis of female urogenital infections. Patients may have cervicitis, urethritis, urinary tract infections, or vaginal infections due to other causes or concurrent infections with other agents. This assay has only been approved by the US Food and Drug Administration for the specimen types indicated. Performance with other specimen types has not been evaluated by the manufacturer. Reliable results are dependent on adequate specimen collection. Because the transport system used for this assay does not permit microscopic assessment of specimen adequacy, training clinicians in proper specimen collection techniques is necessary. Therapeutic failure or success cannot be determined with the AptimaTvaginalisassay since nucleic acid may persist following appropriate antimicrobial therapy. Results from the AptimaTvaginalisassay should be interpreted in conjunction with other clinical data and symptoms. A negative result does not preclude a possible infection because results are dependent on adequate specimen collection. Test results may be affected by improper specimen collection, preanalytical errors, technical errors, or target levels below the assay limit of detection. Furthermore, a negative result does not preclude a possible infection because the presence ofTrichomonas tenaxorPentatrichomonas hominisin a specimen may affect the ability to detectTvaginalisRNA. Assay performance of the AptimaTvaginalisassay has not been evaluated in the presence ofDientamoeba fragilis. The AptimaT vaginalisassay has not been validated for use with vaginal swab specimens collected by patients. Performance of the vaginal swab specimen has not been evaluated in pregnant women or girls younger than 14 years. | 1. Workowski KA, Bachmann LH, Chan PA, et al. Sexually transmitted infections treatment guidelines, 2021. MMWR Recomm Rep. 2021;70(4):1-187 2. Andrea SB, Chapin KC. Comparison of Aptima Trichomonas vaginalis transcription-mediated amplification assay and BD affirm VPIII for detection of T. vaginalis in symptomatic women: performance parameters and epidemiological implications. J Clin Microbiol. 2011;49(3):866-9. doi:10.1128/JCM.02367-10 3. Chernesky M, Jang D, Gilchrist J, et al. Ease and comfort of cervical and vaginal sampling for Chlamydia trachomatis and Trichomonas vaginalis with a new Aptima specimen collection and transportation kit. J Clin Microbiol. 2014;52(2):668-70. doi:10.1128/JCM.02923-13 | The APTIMATrichomonas vaginalisassay combines the technologies of target capture, transcription-mediated amplification, and hybridization protection assay for detection of 16S ribosomal RNA fromT vaginalis.(Package insert: APTIMATrichomonas vaginalisAssay. Hologic, Inc; Rev. 003, 06/2023) | 1 to 4 days | 7 days | This test has been cleared, approved, or is exempt by the US Food and Drug Administration and is used per manufacturer's instructions. Performance characteristics were verified by Mayo Clinic in a manner consistent with CLIA requirements. | 87661 | Trichomonas vaginalis Amplified RNA | 46154-1 | SRC29 | SOURCE: | 31208-2
MTRNA | Trichomonas vaginalis, Nucleic Acid Amplification, Varies | DetectingTrichomonas vaginalisin prostatic massage (VBIII) fluid or male urethral swabs | Transcription-Mediated Amplification | Yes | T.vaginalis, Misc, Amplified RNA | Varies | This test should only be performed in men. Submit only 1 of the following specimens: Specimen Type:Post-prostatic massage fluid (VBIII) Supplies:Aptima Urine Transport Tube (T582) Container/Tube:Aptima Urine Specimen Transport Tube Specimen Volume:15 to 20 mL Collection Instructions: 1. Patient should not have urinated for at least 1 hour prior to specimen collection. 2. Patient should void a small amount of urine prior to prostatic massage. Pre-massage urine can be discarded or submitted for other testing as applicable. 3. Patient then ceases voiding and a prostatic massage is performed by the urologist or other health care professional. 4. Collect post-massage fluid into a sterile, plastic, preservative-free container. 5. Transfer 2 mL of post-massage fluid specimen into the Aptima urine specimen transport tube using the disposable pipette provided within 24 hours of collection. The correct volume of fluid has been added when the fluid level is between the black fill lines on the Aptima urine transport tube. Specimen Type:Urethral (male only) Supplies:Aptima Unisex Swab Collection Kit (T583) Container/Tube:Aptima Unisex Swab Specimen Volume:Swab Collection Instructions: 1.Urethral specimens must be collectedusing an Aptima Unisex Swab Collection kit. 2. Patient should not have urinated for at least 1 hour prior to collection. 3. With a rotating movement, insert swab (blue shaft) 2 to 4 cm into urethra. 4. Once inserted, rotate swab gently at least 1 full rotation using sufficient pressure to ensure swab comes into contact with all urethral surfaces. Allow swab to remain inserted for 2 to 3 seconds. 5. Place swab in the Aptima transport tube provided in collection kit. Snap off swab at score line so swab fits into closed tube. 6. Cap tube securely and label tube with patient's entire name and collection date and time. | See Specimen Required | Trichomonas vaginalisis a protozoan parasite that commonly infects the genital tract of men and women. It is considered to be the most common nonviral sexually transmitted infection (STI), with an estimated 2.6 million cases documented in 2020 in the United States. Although up to 70% of infected individuals are asymptomatic, infections may be associated with vaginitis, urethritis, and cervicitis in women and urethritis and prostatitis in men. Patients that are infected withT vaginalishave an increased risk of acquiring other STIs such as HIV, while infections in pregnant women are associated with premature labor, low birth-weight offspring, premature rupture of membranes, and post-hysterectomy/post-abortion infection. Symptoms ofT vaginalisoverlap considerably with other STIs; therefore, laboratory diagnosis is required for definitive diagnosis. The most frequently used method for detection is microscopic examination of a wet-mount preparation of vaginal secretions. However, this method has only 35% to 80% sensitivity compared with culture. Culture also suffers from relatively low sensitivity (38%-82%) when compared to molecular methods. Culture is technically challenging and takes 5 to 7 days to complete. Molecular methods, such as the AptimaT vaginalisassay, offer high sensitivity and specificity for detection of trichomoniasis. The Aptima test utilizes target capture, transcription-mediated amplification, and hybridization protection assay technologies for detection ofT vaginalisribosomal RNA. | Negative | A positive result indicates the presence of nucleic acid fromTrichomonas vaginalisand is strongly supportive of a diagnosis of trichomoniasis. A negative result indicates the absence of nucleic acid fromT vaginalis. A negative result does not exclude the possibility of infection. If clinical indications strongly suggest gonococcal or chlamydial infection, additional specimens should be collected for testing. A result of inconclusive indicates that a new specimen should be collected. The predictive value of an assay depends on the prevalence of the disease in any specific population. In settings with a high prevalence of sexually transmitted infections, positive assay results have a high likelihood of being true-positive results. In settings with a low prevalence of sexually transmitted infections or in any setting in which a patient's clinical signs and symptoms or risk factors are inconsistent with infection, positive results should be carefully assessed, and the patient retested by other methods if appropriate. | This assay is not US Food and Drug Administration approved for prosthetic massage (VBIII) fluid or male urethral samples. However, the performance characteristics of this test have been established by Mayo Clinic in accordance with CLIA-guidelines. Reliable results are dependent on adequate specimen collection. Because the transport system used for this assay does not permit microscopic assessment of specimen adequacy, training of clinicians in proper specimen collection techniques is necessary. Therapeutic failure or success cannot be determined with the APTIMATrichomonas vaginalisassay since nucleic acid may persist following appropriate antimicrobial therapy. Results from the APTIMAT vaginalisassay should be interpreted in conjunction with other clinical data and symptoms. A negative result does not preclude a possible infection because results are dependent on adequate specimen collection. Test results may be affected by improper specimen collection, pre-analytical errors, technical errors, or target levels below the assay limit of detection. Furthermore, a negative result does not preclude a possible infection because the presence ofTrichomonas tenaxorPentatrichomonas hominisin a specimen may affect the ability to detectT vaginalisRNA. Assay performance of the APTIMAT vaginalisassay has not been evaluated in the presence ofDientamoeba fragilis. | 1. Workowski KA, Bachmann LH, Chan PA, et al. Sexually transmitted infections treatment guidelines, 2021. MMWR Recomm Rep. 2021;70(4):1-187 2. Andrea SB, Chapin KC. Comparison of AptimaTrichomonas vaginalistranscription-mediated amplification assay and BD Affirm VPIII for detection ofT. vaginalisin symptomatic women: Performance parameters and epidemiological implications. J Clin Microbiol. 2011;49(3):866-869. doi:10.1128/JCM.02367-10 3. Chernesky M, Jang D, Gilchrist J, et al. Ease and comfort of cervical and vaginal sampling for Chlamydia trachomatis and Trichomonas vaginalis with a new Aptima specimen collection and transportation kit. J Clin Microbiol. 2014;52(2):668-670. doi:10.1128/JCM.02923-13 | The APTIMATrichomonas vaginalisAssay combines the technologies of target capture, transcription-mediated amplification, and hybridization protection assay for detection of 16S rRNA fromT vaginalis.(Package insert: AptimaTrichomonas vaginalisAssay. Hologic, Inc; Rev. 003, 06/2023) | 1 to 4 days | 7 days | This test has been modified from the manufacturer's instructions. Its performance characteristics were determined by Mayo Clinic in a manner consistent with CLIA requirements. This test has not been cleared or approved by the US Food and Drug Administration. | 87661 | T.vaginalis, Misc, Amplified RNA | 46154-1 | 35034 | T.vaginalis, Misc, amplified RNA | 46154-1
FFTMV | Trichophyton Mentagrophytes (var interdigitale) IgE |  | ImmunoCAP FEIA | Yes | Trichophyton ment var interdig IgE | Serum | Specimen Type:Serum Container/Tube:Red or SST Specimen Volume:0.5 mL Collection Instructions:Draw blood in a plain red-top tube(s), serum gel tube is acceptable. Spin down and send 0.5 mL of serum refrigerated in a plastic vial. | 0.5 mL |  | <0.35 kU/L | Class IgE (kU/L) Comment 0 <0.10 Negative 0/1 0.10-0.34 Equivocal/Borderline 1 0.35 - 0.69 Low Positive 2 0.70 - 3.49 Moderate Positive 3 3.50 - 17.49 High Positive 4 17.50 - 49.99 Very High Positive 5 50.00 - 99.99 Very High Positive 6 >99.99 Very High Positive |  |  |  | 3 to 6 days |  | This test was developed and its performance characteristics determined by Eurofins Viracor. It has not been cleared or approved by the U.S. Food and Drug Administration. | 86003 | Trichophyton ment var interdig IgE | Not Provided | Z5620 | Class | 102906-5
TCPT | Trichophyton rubrum, IgE, Serum | Establishing a diagnosis of an allergy toTrichophyton rubrum Defining the allergen responsible for eliciting signs and symptoms Identifying allergens: -Responsible for allergic response and/or anaphylactic episode -To confirm sensitization prior to beginning immunotherapy -To investigate the specificity of allergic reactions to insect venom allergens, drugs, or chemical allergens | Fluorescence Enzyme Immunoassay (FEIA) | Yes | Trichophyton Rubrum, IgE | Serum | Collection Container/Tube: Preferred:Serum gel Acceptable:Red top Submission Container/Tube:Plastic vial Specimen Volume:0.5 mL for every 5 allergens requested Collection Instructions:Centrifuge and aliquot serum into a plastic vial. | For 1 allergen: 0.3 mL For more than 1 allergen: (0.05 mL x number of allergens) + 0.25 mL deadspace | Clinical manifestations of immediate hypersensitivity (allergic) diseases are caused by the release of proinflammatory mediators (histamine, leukotrienes, and prostaglandins) from IgE-sensitized effector cells (mast cells and basophils) when cell-bound IgE antibodies interact with an allergen. In vitro serum testing for IgE antibodies provides an indication of the immune response to allergens that may be associated with allergic disease. The allergens chosen for testing often depend upon the age of the patient, history of allergen exposure, season of the year, and clinical manifestations. In individuals predisposed to develop allergic disease, the sequence of sensitization and clinical manifestations proceed as follows: eczema and respiratory disease (rhinitis and bronchospasm) in infants and children less than 5 years due to food sensitivity (milk, egg, soy, and wheat proteins) followed by respiratory disease (rhinitis and asthma) in older children and adults due to sensitivity to inhalant allergens (dust mite, mold, and pollen inhalants). | Class,IgE kU/L,Interpretation, 0,<0.10,Negative, 0/1,0.10-0.34,Borderline/equivocal, 1,0.35-0.69,Equivocal, 2,0.70-3.49,Positive, 3,3.50-17.4,Positive, 4,17.5-49.9,Strongly positive, 5,50.0-99.9,Strongly positive, 6,> or =100,Strongly positive, | Detection of IgE antibodies in serum (class 1 or greater) indicates an increased likelihood of allergic disease as opposed to other etiologies and defines the allergens that may be responsible for eliciting signs and symptoms. The level of IgE antibodies in serum varies directly with the concentration of IgE antibodies expressed as a class score or kU/L. | Testing for IgE antibodies is not useful in patients previously treated with immunotherapy to determine if residual clinical sensitivity exists or in patients in whom the medical management does not depend upon identification of allergen specificity. Some individuals with clinically insignificant sensitivity to allergens may have measurable levels of IgE antibodies in serum, and test results must be interpreted in the clinical context. False-positive results for IgE antibodies may occur in patients with markedly elevated serum IgE (>2500 kU/L) due to nonspecific binding to allergen solid phases. | Homburger HA, Hamilton RG: Allergic diseases. In: McPherson RA, Pincus MR, eds. Henry's Clinical Diagnosis and Management by Laboratory Methods. 23rd ed. Elsevier; 2017:1057-1070 | Specific IgE from the patient's serum reacts with the allergen of interest, which is covalently coupled to an ImmunoCAP. After washing away nonspecific IgE, enzyme-labeled anti-IgE antibody is added to form a complex. After incubation, unbound anti-IgE is washed away, and the bound complex incubated with a developing agent. After stopping the reaction, the fluorescence of the eluate is measured. Fluorescence is proportional to the amount of specific IgE present in the patient's sample (ie, the higher the fluorescence value, the more IgE antibody is present).(Package insert: ImmunoCAP System Specific IgE FEIA. Phadia; Rev 06/2020) | 1 to 3 days | 14 days | This test has been cleared, approved, or is exempt by the US Food and Drug Administration and is used per manufacturer's instructions. Performance characteristics were verified by Mayo Clinic in a manner consistent with CLIA requirements. | 86003 | Trichophyton Rubrum, IgE | 6860-1 | TCPT | Trichophyton Rubrum, IgE | 6860-1
TRPS1 | Trichorhinophalangeal syndrome type 1 (TRPS1) Immunostain, Technical Component Only | Identification of breast carcinoma including triple negative breast cancer | Immunohistochemistry (IHC) | Yes | TRPS1 IHC, Tech Only | For the initial technical component only immunohistochemical (IHC) stain performed, the appropriate bill-only test ID will be reflexed and charged (IHTOI). For each additional technical component only IHC stain performed, an additional bill-only test ID will be reflexed and charged (IHTOA). | Supplies:Immunostain Technical Only Envelope (T693) Specimen Type:Tissue Container/Tube:Immunostain Technical Only Envelope Preferred:2 Unstained positively charged glass slide (25- x 75- x 1-mm) per test ordered; sections 4-microns thick. Acceptable:Formalin-fixed, paraffin-embedded tissue block |  | Trichorhinophalangeal syndrome type 1 (TRPS1) is a novel transcription factor that functions as a regulator for the growth and differentiation of both normal mammary epithelial cells and breast carcinomas. TRPS1 is a specific and sensitive marker for breast carcinoma, particularly triple negative breast cancers. TRPS1 may be useful in diagnosing primary and metastatic breast carcinomas. |  | This test does not include pathologist interpretation, only technical performance of the stain. If interpretation is required, order PATHC / Pathology Consultation for a full diagnostic evaluation or second opinion of the case. The positive and negative controls are verified as showing appropriate immunoreactivity and documentation is retained at Mayo Clinic Rochester. If a control tissue is not included on the slide, a scanned image of the relevant quality control tissue is available upon request. Contact 855-516-8404. Interpretation of this test should be performed in the context of the patient's clinical history and other diagnostic tests by a qualified pathologist. | Age of a cut paraffin section can affect immunoreactivity. Stability thresholds vary widely among published literature and are antigen dependent. Best practice is for paraffin sections to be cut within 6 weeks. | 1. Ai D, Yao J, Yang F, et al: TRPS1: a highly sensitive and specific marker for breast carcinoma, especially for triple-negative breast cancer. Mod Pathol.2021 Apr;34(4):710-719 2. Chang G, Jhamai M, van Weerden W, et al: The TRPS1 transcription factor: androgenic regulation in prostate cancer and high expression in breast cancer. Endocr -Relat Cancer. 2004 Dec; 11(4):815-822 3. Chen J, Litton J, Xiao L, et al: Quantitative immunohistochemical analysis and prognostic significance of TRPS-1, a new GATA transcription factor family member, in breast cancer. Horm Canc. 2010 Feb 1;(1):21-33 | Immunohistochemistry on sections of paraffin-embedded tissue.(Unpublished Mayo method) | 1 to 3 days | Until staining is complete. | This test has been cleared, approved, or is exempt by the US Food and Drug Administration and is used per manufacturer's instructions. Performance characteristics were verified by Mayo Clinic in a manner consistent with CLIA requirements. | 88342-TC, primary88341-TC, if additional IHC | TRPS1 IHC, Tech Only | Bill only; no result | 616891 | TRPS1 IHC, Tech Only | Bill only; no result
TGLBF | Triglycerides, Body Fluid | Distinguishing between chylous and nonchylous effusions Measurement of triglycerides in body fluids as a surrogate for chylomicrons | Colorimetry | Yes | Triglycerides, BF | Body Fluid | Specimen Type:Body fluid Preferred Source: -Peritoneal fluid (peritoneal, abdominal, ascites, paracentesis) -Pleural fluid (pleural, chest, thoracentesis) -Drain fluid (drainage, Jackson Pratt [JP] drain) -Pericardial Fluid Acceptable Source:Write in source name with source location (if appropriate) Collection Container/Tube:Sterile container Submission Container/Tube:Plastic vial Specimen Volume:1 mL Collection Instructions: 1. Centrifuge to remove any cellular material and transfer into a plastic vial. 2. Indicate the specimen source and source location on label. | 0.5 mL | Triglyceride concentration in body fluids is correlated to the presence of chylomicrons and can be useful when diagnosing chylous effusion or differentiating from pseudochylous effusion.(1) Chylous effusions are characterized by the presence of chyle which contains chylomicrons circulating through the lymphatic system. Pseudochylous effusions do not have chylomicrons. These fluids have a milky appearance and can be confused with chylous effusions. While chylous effusions often have elevated triglyceride concentrations and decreased cholesterol concentrations, identification of chylomicrons is considered the gold standard for the diagnosis. Pleural fluid: Chylothorax is the name given to pleural effusions containing chylomicrons. They develop when chyle accumulates from disruption of the lymphatic system, often the thoracic duct, caused mainly by malignancy or trauma.(1) Lymphcontains chylomicron rich chyle characterized by high concentrations of triglycerides.Pseudochylous effusions are the name given to milky appearing effusions that do not contain lymphatic contents but rather form gradually through the breakdown of cellular lipids in long-standing effusions such as rheumatoid pleuritis, tuberculosis, or myxedemaand by definition the effluent contains high concentrations of cholesterol.(2) Differentiation of pseudochylothorax from chylothorax is important as their milky or opalescent appearance is similar, however therapeutic management strategies differ. Peritoneal fluid: Chylous ascites is the name given to peritoneal effusions containing chylomicrons. Obstruction of lymph flow causing leakage from dilated subserosal lymphatics, exudation through the walls of retroperitoneal megalymphatics, and direct leakage of chyle due to a lymphoperitoneal fistula have been proposed as possible mechanisms causing chylous ascites.(3) Elevated triglyceride concentrations have the best correlation with detection of chylomicrons, while cholesterol is not useful at predicting the presence or absence of chylomicrons. | An interpretive report will be provided. | Pleural fluid triglyceride concentrations over 110 mg/dL are consistent with a chylous effusion. Triglyceride concentrations below 50 mg/dL are usually not due to chylous effusions.(1) Peritoneal fluid triglyceride concentrations over 187 mg/dL are most consistent with chylous effusion.(3) | Dicynone (Etamsylate) at therapeutic concentrations may lead to false-low results. Acetaminophen intoxications are frequently treated with N-acetylcysteine. N-acetylcysteine at a plasma concentration above 166 mg/L and the acetaminophen metabolite, N-acetyl-p-benzoquinone imine may independently cause falsely low results. In very rare cases, gammopathy, in particular type IgM (Waldenstrom macroglobulinemia), may cause unreliable results. | 1. Hooper C, Lee YC, Maskell N; BTS Pleural Guideline Group: Investigation of a unilateral pleural effusion in adults: British Thoracic Society Pleural Disease Guideline 2010. Thorax. 2010;65(Suppl2):ii4-17. doi:10.1136/thx.2010.136978 2. Staats BA, Ellefson RD, Budahn LL, et al. The lipoprotein profile of chylous and nonchylous pleural effusions. Mayo Clin Proc. 1980;55(11):700-704 3. Thaler MA, Bietenbeck A, Schulz C, Luppa PB. Establishment of triglyceride cut-off values to detect chylous ascites and pleural effusions. Clin Biochem.2017;50(3):134-138. doi:10.1016/j.clinbiochem.2016.10.008 4.McGrath EE, Blades Z, Anderson PB. Chylothorax: aetiology, diagnosis, and therapeutic options. Respir Med. 2010;104(1):1-8. doi:10.1016/j.rmed.2009.08.010 | Samples analyzed for triglycerides are measured by an automated enzymatic method. The chemistry includes hydrolysis of the triglycerides and phosphorylation of the resulting glycerol.(Package insert: Roche Triglycerides Reagent. Roche Diagnostics Corp; V13.0, 03/2022) | Same day/1 to 2 days | 1 week | This test has been modified from the manufacturer's instructions. Its performance characteristics were determined by Mayo Clinic in a manner consistent with CLIA requirements. This test has not been cleared or approved by the US Food and Drug Administration. | 84478 | Triglycerides, BF | 12228-3 | FLD25 | Fluid Type: | 14725-6
TRIGC | Triglycerides, CDC, Serum | Measurement of triglyceride as a part of lipoprotein profiling | Only orderable as part of a profile. For more information see LMPP / Lipoprotein Metabolism Profile, Serum. Enzymatic Colorimetric | Yes | Triglycerides, CDC, S | Serum | Only orderable as part of a profile. For more information see LMPP / Lipoprotein Metabolism Profile, Serum. Patient Preparation: 1. Fasting-overnight (12-14 hours) 2. Patient must not consume any alcohol for 24 hours before the specimen is collected. Collection Container/Tube: Preferred:Serum gel Acceptable:Red top Submission Container/Tube:Plastic vial Specimen Volume:5 mL Collection Instructions:Centrifuge and aliquot serum into a plastic vial. | 0.25 mL | Triglycerides are esters of the trihydric alcohol, glycerol, with 3 long-chain fatty acids. They are partly synthesized in the liver and partly derived from the diet. | Only orderable as part of a profile. For more information see LMPP / Lipoprotein Metabolism Profile, Serum. Triglycerides 2-9 years: Acceptable: <75 mg/dL Borderline high: 75-99 mg/dL High: > or =100 mg/dL 10-17 years: Acceptable: <90 mg/dL Borderline high: 90-129 mg/dL High: > or =130 mg/dL > or =18 years: Normal: <150 mg/dL Borderline high: 150-199 mg/dL High: 200-499 mg/dL Very high: > or =500 mg/dL Reference values have not been established for patients who are less than 2 years of age. | Increased plasma triglyceride levels are indicative of a metabolic abnormality and, along with elevated cholesterol, are considered a risk factor for atherosclerotic disease. Hyperlipidemia may be inherited or be associated with biliary obstruction, diabetes mellitus, nephrotic syndrome, renal failure, or metabolic disorders related to endocrinopathies. Increased triglycerides may also be associated with alcohol consumption, sedentarism or medication-induced (eg, prednisone). Since cholesterol and triglycerides can vary independently, measurement of both is more meaningful than the measurement of cholesterol only. | Triglyceride result can be falsely decreased in patients with elevated levels of N-acetyl-p-benzoquinone imine (NAPQI)-a metabolite of acetaminophen, N-acetylcysteine (NAC), and metamizole. | 1. Grundy SM, Stone NJ, Bailey AL, et al: 2018 AHA/ACC/AACVPR/AAPA/ABC/ACPM/ADA/AGS/APhA/ASPC/NLA/PCNA Guideline on the Management of Blood Cholesterol: A Report of the American College of Cardiology/American Heart Association Task Force on Clinical Practice Guidelines. Circulation. 2019 Jun 18;139(25):e1082-e1143. doi: 10.1016/j.jacc.2018.11.002. 2. Expert Panel on Integrated Guidelines for Cardiovascular Health and Risk Reduction in Children and Adolescents; National Heart, Lung, and Blood Institute: Expert panel on integrated guidelines for cardiovascular health and risk reduction in children and adolescents: summary report. Pediatrics. 2011 Dec;128 Suppl 5:S213-S256 3. Rosenson RS, Najera SD, Hegele RA: Heterozygous familial hypercholesterolemia presenting as chylomicronemia syndrome. J Clin Lipidol. 2017 Jan - Feb;11(1):294-296. doi: 10.1016/j.jacl.2016.12.005 4. Hopkins PN, Brinton EA, Nanjee MN: Hyperlipoproteinemia type 3: the forgotten phenotype. Curr Atheroscler Rep. 2014 Sep;16(9):440. doi: 10.1007/s11883-014-0440-2 5. Gotoda T, Shirai K, Ohta T, et al: Diagnosis and management of type I and type V hyperlipoproteinemia. J Atheroscler Thromb. 2012;19(1):1-12 6. Gonzales KM, Donato LJ, Shah P, Simha V: Measurement of apolipoprotein B levels helps in the identification of patients at risk for hypertriglyceridemic pancreatitis. J Clin Lipidol. 2021 Jan-Feb;15(1):97-103. doi: 10.1016/j.jacl.2020.11.010 | Samples analyzed for triglycerides are measured by an automated enzymatic method. The chemistry includes hydrolysis of the triglycerides and phosphorylation of the resulting glycerol.(Package insert: Roche Triglycerides Reagent. Roche Diagnostics; V12.0, 11/2017) | 2 to 4 days | 14 days | This test has been cleared, approved, or is exempt by the US Food and Drug Administration and is used per manufacturer's instructions. Performance characteristics were verified by Mayo Clinic in a manner consistent with CLIA requirements. | 84478 | Triglycerides, CDC, S | 2571-8 | TRIGC | Triglycerides, CDC, S | 2571-8
TRIG1 | Triglycerides, Serum | Managing atherosclerotic cardiovascular disease risk | Enzymatic Colorimetric | Yes | Triglycerides, S | Serum | Patient Preparation:Fasting is preferred but not required unless directed by the ordering provider. Collection Container/Tube: Preferred:Serum gel Acceptable:Red top Specimen Volume:0.5 mL Collection Container/Tube:Plastic vial Collection Instructions: 1. Serum gel tubes should be centrifuged within 2 hours of collection. 2. Red-top tubes should be centrifuged and the serum aliquoted into a plastic vial within 2 hours of collection. | 0.25 mL | Triglycerides are oily lipids carried in the blood by lipoproteins. Triglycerides are primarily carried byvery low-density lipoprotein (VLDL), chylomicrons, and remnant lipoproteins. Recent evidence supports triglycerides as an independent risk factor for atherosclerotic cardiovascular disease (ASCVD). Several conditions are associated with increased plasma triglycerides, including obesity, pregnancy, physical inactivity, excess alcohol intake, kidney disease, and diabetes. Elevated triglycerides are often associated with reduced high-density lipoprotein cholesterol, insulin resistance, hypertension, fatty liver disease, and increased waist circumference. In addition to cardiovascular risk, elevated triglycerides confer a risk for acute pancreatitis. | The National Lipid Association and the National Cholesterol Education Program have set the following guidelines for lipids in a context of cardiovascular risk for adults 18 years old and older: TRIGLYCERIDES Normal: <150 mg/dL Borderline High: 150-199 mg/dL High: 200-499 mg/dL Very High: > or =500 mg/dL The Expert Panel on Integrated Guidelines for Cardiovascular Health and Risk Reduction in Children and Adolescents has set the following guidelines for lipids ina context of cardiovascular risk forchildren 2 to 17 years old: TRIGLYCERIDES 2-9 years: Acceptable: <75 mg/dL Borderline High: 75-99 mg/dL High: > or =100 mg/dL 10-17 years: Acceptable: <90 mg/dL Borderline High: 90-129 mg/dL High: > or =130 mg/dL Reference values have not been established for patients who are younger than 24 months of age. For SI unit Reference Values, seehttps://www.mayocliniclabs.com/order-tests/si-unit-conversion.html | Maintaining desirable concentrations of lipids lowers atherosclerotic cardiovascular disease (ASCVD) risk. Establishing appropriate treatment strategies and lipid goals require that blood lipid values be considered in context with other risk factors including, age, sex, smoking status, and medical history of hypertension, diabetes, and cardiovascular disease. Triglycerides results of 500 mg/dL and above are severely elevated, increasing the risk of pancreatitis. Triglycerides can be lowered by increasing physical activity, low-fat diet, weight loss, and/or triglyceride lowering pharmaceuticals. | Result can be falsely decreased in patients with elevated levels of N-acetyl-p-benzoquinone imine (NAPQI, a metabolite of acetaminophen), N-acetylcysteine (NAC), and metamizole. Consuming alcohol or fatty foods 24 hours prior to specimen collection can increase triglycerides. Eating a meal 12 hours prior to specimen collection can increase triglycerides. Consider repeat measurement of lipids prior to initiating or changing lipid therapy. | 1. Grundy SM, Stone NJ, Bailey AL, et al: 2018 AHA/ACC/AACVPR/AAPA/ABC/ACPM/ADA/AGS/APhA/ASPC/NLA/PCNA Guideline on the Management of Blood Cholesterol: A Report of the American College of Cardiology/American Heart Association Task Force on Clinical Practice Guidelines. Circulation. 2019 Jun 18;139(25):e1082-e1143 2. Jacobson TA, Ito MK, Maki KC, et al: National Lipid Association recommendations for patient-centered management of dyslipidemia: Part 1-executive summary. J Clin Lipidol. 2014;8(5):473-488. doi: 10.1016/j.jacl.2014.07.007 3.Expert Panel on Integrated Guidelines for Cardiovascular Health and Risk Reduction in Children and Adolescents; National Heart, Lung, and Blood Institute. Expert panel on integrated guidelines for cardiovascular health and risk reduction in children and adolescents: Summary report. Pediatrics. 2011 Dec;128 Suppl 5(Suppl 5):S213-S256. doi: 10.1542/peds.2009-2107C | This test uses a lipoprotein lipase from microorganisms for the rapid and complete hydrolysis of triglycerides to glycerol followed by oxidation to dihydroxyacetone phosphate and hydrogen peroxide. The hydrogen peroxide produced then reacts with 4-aminophenazone and 4-chlorophenol under the catalytic action of peroxidase to form a red dyestuff (Trinder endpoint reaction). The color intensity of the red dyestuff formed is directly proportional to the triglyceride concentration and can be measured photometrically.(Package insert: Triglycerides. Roche Diagnostics; V 9.0, 01/2020) | 1 day | 1 week | This test has been cleared, approved, or is exempt by the US Food and Drug Administration and is used per manufacturer's instructions. Performance characteristics were verified by Mayo Clinic in a manner consistent with CLIA requirements. | 84478 | Triglycerides, S | 2571-8 | INTC1 | Fasting (8 HR or more) | 87527-8
TMP | Trimethoprim, Serum | Monitoring trimethoprim therapy to ensure drug absorption,clearance, or compliance | Liquid Chromatography Tandem Mass Spectrometry (LC-MS/MS) | Yes | Trimethoprim, S | Serum Red | Supplies:Sarstedt Aliquot Tube, 5 mL (T914) Collection Container/Tube:Red top(gel tubes/SST arenotacceptable) Submission Container/Tube:Plastic vial Specimen Volume:1 mL Collection Instructions: 1. Serum for a peak level should be collected at least 60 minutes after a dose. 2. Within 2 hours of collection, centrifuge and aliquot serum into a plastic vial. | 0.5 mL | Trimethoprim is coadministered with sulfamethoxazole for prophylaxis or treatment of bacterial infections. These agents are used to treat a variety of infections, including methicillin-resistantStaphylococcus aureus, and for prophylaxis in immunosuppressed patients, such as individuals who are HIV-positive. Trimethoprim has a wide therapeutic index and dose-dependent toxicity. Trimethoprim accumulates in patients with kidney failure. Therapeutic drug monitoring is not commonly performed unless there are concerns about adequate absorption, clearance, or compliance. Accordingly, routine drug monitoring is not indicated in all patients. | >2.0 mcg/mL (Peak) | Most patients will display peak steady state serum concentrations of more than 2.0 mcg/mL when the specimen is collected at least 1 hour after an oral dose. Target concentrations may be higher depending on the intent of therapy. | Specimens collected in serum gel tubes are not acceptable, as the drug can absorb on the gel and lead to falsely decreased concentrations. | 1. Kamme C, Melander A, Nilsson NI. Serum and saliva concentrations of sulfamethoxazole and trimethoprim in adults in children: Relation between saliva concentrations and in vitro activity against nasopharyngeal pathogens. Scand J Infect Dis. 1983;15(1):107-113. doi:10.3109/inf.1983.15.issue-1.18 2. Young T, Oliphant C, Araoyinbo I, Volmink J. Co-trimoxazole prophylaxis in HIV: the evidence. S Afr Med J. 2008;98(4):258-259 3. Avdic E, Cosgrove SE. Management and control strategies for community-associated methicillin-resistantStaphylococcusaureus. Expert Opin Pharmacother. 2008;9(9):1463-1479. doi:10.1517/14656566.9.9.1463 4. Brunton LL, Hilal-Dandan R, Knollmann BC, eds. Goodman and Gilman's: The Pharmacological Basis of Therapeutics. 13th ed. McGraw-Hill Publishing; 2018 | Samples are extracted with analyte detection by tandem mass spectrometry.(Unpublished Mayo method) | 2 to 5 days | 14 days | This test was developed and its performance characteristics determined by Mayo Clinic in a manner consistent with CLIA requirements. It has not been cleared or approved by the US Food and Drug Administration. | 80299 | Trimethoprim, S | 11005-6 | 80146 | Trimethoprim, S | 11005-6
TRMP | Trimipramine, Serum | Monitoring trimipramine concentration during therapy Evaluating potential trimipramine toxicity May aid in evaluating patient compliance | Liquid Chromatography Tandem Mass Spectrometry (LC-MS/MS) | Yes | Trimipramine, S | Serum Red | Supplies:Sarstedt Aliquot Tube, 5 mL (T914) Collection Container/Tube:Red top (Serum gel/SST arenot acceptable) Submission Container/Tube:Plastic vial Specimen Volume:1 mL Collection Instructions: 1. Collect specimen immediately before next scheduled dose (minimum 12 hours after last dose). 2.Centrifuge and aliquot serum into a plastic vial.Serum must be separated from cells within 2 hours of collection. | 0.25 mL | Trimipramine is a tricyclic antidepressant with additional anxiety-reducing sedative activity. Daily dosages for adults range from 50 mg to 300 mg and are usually divided into 2 to 3 doses per day. Therapeutic ranges are based on serum samples collected at trough (ie, immediately before the next dose). Peak serum concentrations are typically achieved after 1 to 6 hours post dosage. Common adverse effects include hypotension, tachycardia, constipation, dizziness, somnolence, and blurred vision. Risk of toxicity increases when concentrations exceed 500 ng/mL. Serious adverse effects include coma, seizures, and QRS prolongation with ventricular dysrhythmias. | Therapeutic concentration: 150-300 ng/mL Note:Therapeuticranges are for specimens collected at trough (ie, immediately before next scheduled dose). Levels may be elevated in non-trough specimens. | Most individuals display optimal response to trimipramine with serum levels of 150 to 300 ng/mL. Risk of toxicity is increased with trimipramine levels above 500 ng/mL. Some individuals may respond well outside of this range or may display toxicity within the therapeutic range; thus, interpretation should include clinical evaluation. Therapeutic ranges are based on specimens collected at trough (ie, immediately before the next dose). | This test cannot be performed on whole blood. Serum must be separated from cells within 2 hours of collection; if serum is not removed within this time, tricyclic antidepressant levels may be falsely elevated due to drug release from red blood cells. Specimens that are obtained from gel tubes are not acceptable because the drug can absorb on the gel and lead to falsely decreased concentrations. Coadministration of fluvoxamine, moclobemide, or quinidine inhibits the metabolism and markedly increases the serum concentrations of trimipramine. | 1. Wille SM, Cooreman SG, Neels HM, Lambert WE. Relevant issues in the monitoring and the toxicology of antidepressants. Crit Rev Clin Lab Sci. 2008;45(1):25-89 2. Thanacoody HK, Thomas SHL. Antidepressant poisoning. Clin Med (Lond). 2003;3(2):114-118 3.Hiemke C, Bergemann N, Clement HW, et al. Consensus guidelines for therapeutic drug monitoring in neuropsychopharmacology: Update 2017. Pharmacopsychiatry. 2018;51(1-01):9-62 4. Milone MC, Shaw LM. Therapeutic drugs and their management. In: Rifai N, Chiu RWK, Young I, Burnham CAD, Wittwer CT, eds. Tietz Textbook of Laboratory Medicine. 7th ed. Elsevier; 2023:420-453 | The tricyclic antidepressants are extracted from serum using a solvent to precipitate proteins. The supernatant is removed, and analysis is by liquid chromatography tandem mass spectrometry.(Unpublished Mayo method) | 3 to 5 days | 14 days | This test was developed and its performance characteristics determined by Mayo Clinic in a manner consistent with CLIA requirements. It has not been cleared or approved by the US Food and Drug Administration. | 80299 | Trimipramine, S | 4083-2 | 64269 | Trimipramine, S | 4083-2
TPI1 | Triosephosphate Isomerase Enzyme Activity, Blood | Evaluating individuals with chronic nonspherocytic hemolytic anemia Evaluating individuals with early onset neurologic impairment Genetic counseling for families with triosephosphate isomerase deficiency | Kinetic Spectrophotometry (KS) | Yes | Triosephosphate Isomerase, B | Whole Blood ACD-B | Container/Tube: Preferred:Yellow top (ACD solution B) Acceptable:Lavender top (EDTA) Specimen Volume:6 mL Collection Instructions:Send in original tube.Do nottransfer blood to other containers. | 1 mL | Triosephosphate isomerase (TPI) converts dihydroxyacetone phosphate to glyceraldehyde 3-phosphate during glycolysis. Clinically significant TPI deficiency (OMIM #615512, autosomal recessive) is rare and classically manifests as a severe multisystem disorder with early hemolytic anemia and progressive neurologic impairment in infancy. Other clinical features include motor impairment, diaphragm paralysis, cardiomyopathy, and susceptibility to infections. Some cases have isolated hemolytic anemia. | > or =12 months: 1033-1363 U/g Hb Reference values have not been established for patients who are less than12 months of age. | Clinically significant hemolytic anemias due to triosephosphate isomerase deficiency are associated with activity levels below 30% of mean normal. Heterozygotes usually show approximately 50% of mean normal activity and are clinically unaffected. | Recent transfusion may mask the enzyme activity of the patient and cause unreliable results. | 1. Orosz F, Olah J, Ovadi J. Triosephosphate isomerase deficiency: facts and doubts. IUBMB Life. 2006;58(12):703-715 2. Fermo E, Bianchi P, Vercellati C, et al. Triose phosphate isomerase deficiency associated with two novel mutations in TPI gene. Eur J Haematol. 2010;85(2):170-173 3. Tanaka KR, Zerez CR. Red cell enzymopathies of the glycolytic pathway. Semin Hematol. 1990;27:165-185 4. Koralkova P, van Solinge WW, van Wijk R. Rare hereditary red blood cell enzymopathies associated with hemolytic anemia-pathophysiology, clinical aspects, and laboratory diagnosis. Int J Lab Hematol. 2014;36:388-397 | Triosephosphate isomerase interconverts glyceraldehyde 3-phosphate and dihydroxyacetone phosphate (DHAP). The rate of DHAP formation is measured by further converting it to alpha-glycerophosphate by alpha-glycerophosphate dehydrogenase which results in the oxidation of1,4-dihydronicotinamide adenine dinucleotide (NADH) to NAD(+). The oxidation of NADH is measured spectrophotometrically by the decrease in absorbance at 340 nm on an automated chemistry analyzer.(Beutler E: Red Cell Metabolism. A Manual of Biochemical Methods. 3rd ed. Grune and Stratton; 1984; van Solinge WW, van Wijk. Enzymes of the red blood cell. In: Rifai N, Horvath AR, Wittwer CT: eds. Tietz Textbook of Clinical Chemistry and Molecular Diagnostics. 6th ed. Elsevier; 2018:chap 30) | 1 to 6 days | 7 days | This test was developed and its performance characteristics determined by Mayo Clinic in a manner consistent with CLIA requirements. It has not been cleared or approved by the US Food and Drug Administration. | 82657 | Triosephosphate Isomerase, B | 44054-5 | TPICL | Triosephosphate Isomerase, B | 44054-5
TPIC | Triosephosphate Isomerase Enzyme Activity, Blood | Evaluating individuals with chronic nonspherocytic hemolytic anemia Evaluating individuals with early onset neurologic impairment Genetic counseling for families with triosephosphate isomerase deficiency | Only available as part of a profile. For more information see: -HAEV1 / Hemolytic Anemia Evaluation, Blood -EEEV1 / Red Blood Cell (RBC) Enzyme Evaluation, Blood Kinetic Spectrophotometry | Yes | Triosephosphate Isomerase, B | Whole Blood ACD-B | Only available as part of a profile. For more information see: -HAEV1 / Hemolytic Anemia Evaluation, Blood -EEEV1 / Red Blood Cell (RBC) Enzyme Evaluation, Blood | 1 mL | Triosephosphate isomerase (TPI) converts dihydroxyacetone phosphate to glyceraldehyde 3-phosphate during glycolysis. Clinically significant TPI deficiency (OMIM #615512, autosomal recessive) is rare and classically manifests as a severe multisystem disorder with early hemolytic anemia and progressive neurologic impairment in infancy. Other clinical features include motor impairment, diaphragm paralysis, cardiomyopathy and susceptibility to infections. Some cases have isolated hemolytic anemia. | Only available as part of a profile. For more information see: -HAEV1 / Hemolytic Anemia Evaluation, Blood -EEEV1 / Red Blood Cell (RBC) Enzyme Evaluation, Blood > or =12 months of age: 1033-1363 U/g Hb Reference values have not been established for patients who are younger than 12 months of age. | Clinically significant hemolytic anemias due to triosephosphate isomerase deficiency are associated with activity levels less than 30% of mean normal. Heterozygotes usually show approximately 50% of mean normal activity and are clinically unaffected. | Recent transfusion may mask the enzyme activity of the patient and cause unreliable results. | 1. Orosz F, Olah J, Ovadi J: Triosephosphate isomerase deficiency: facts and doubts. IUBMB Life. 2006 Dec;58(12):703-715. doi: 10.1080/15216540601115960 2. Fermo E, Bianchi P, Vercellati C, et al: Triose phosphate isomerase deficiency associated with two novel mutations in TPI gene. Eur J Haematol. 2010 Aug;85(2):170-173. doi: 10.1111/j.1600-0609.2010.01451.x 3. Tanaka KR, Zerez CR: Red cell enzymopathies of the glycolytic pathway. Semin Hematol. 1990;27:165 4. Koralkova P, van Solinge WW, van Wijk R. Rare hereditary red blood cell enzymopathies associated with hemolytic anemia-pathophysiology, clinical aspects, and laboratory diagnosis. Int J Lab Hematol. 2014;36(3):388-397 | Triosephosphate isomerase interconverts glyceraldehyde 3-phosphate and dihydroxyacetone phosphate (DHAP). The rate of DHAP formation is measured by further converting it to alpha-glycerophosphate by alpha-glycerophosphate dehydrogenase which results in the oxidation of 1,4-dihydronicotinamide adenine dinucleotide (NADH) to NAD(+). The oxidation of NADH is measured spectrophotometrically by the decrease in absorbance at 340 nm on an automated chemistry analyzer. (Beutler E. Red Cell Metabolism. A Manual of Biochemical Methods. Grune and Stratton; 1984; van Solinge WW, van Wijk. Enzymes of the red blood cell. In: Rifai N, Horvath AR, Wittwer CT, eds. Tietz Textbook of Clinical Chemistry and Molecular Diagnostics. 6th ed. Elsevier; 2018:chap 30) | 5 days | 7 days | This test was developed and its performance characteristics determined by Mayo Clinic in a manner consistent with CLIA requirements. It has not been cleared or approved by the US Food and Drug Administration. | 82657 | Triosephosphate Isomerase, B | 44054-5 | TPICL | Triosephosphate Isomerase, B | 44054-5
T46CS | Tripartite Motif-Containing Protein 46 (TRIM46) IgG, Cell Binding Assay, Serum | Detectingtripartite motif-containing protein 46 (TRIM46)-IgG by cell-binding assay using serum specimens Evaluation of an autoimmune/paraneoplastic neurological syndrome among patients presenting with cerebellar ataxia, encephalitis, or encephalomyelitis. | Only orderable as a reflex. For more information see: ENS2 / Encephalopathy, Autoimmune/Paraneoplastic Evaluation, Serum DMS2 / Dementia, Autoimmune/Paraneoplastic Evaluation, Serum EPS2 / Epilepsy, Autoimmune/Paraneoplastic Evaluation, Serum MDS2 / Movement Disorder, Autoimmune/Paraneoplastic Evaluation, Serum MAS1 / Myelopathy, Autoimmune/Paraneoplastic Evaluation, Serum Cell Binding Assay (CBA) | Yes | TRIM46 Ab CBA, S | If the indirect immunofluorescence (IFA) pattern suggeststripartite motif-containing protein 46 (TRIM46) IgG, then TRIM46 antibody cell-binding assay and IFA titer will be performed at an additional charge. | Only orderable as a reflex. For more information see: ENS2 / Encephalopathy, Autoimmune/Paraneoplastic Evaluation, Serum DMS2 / Dementia, Autoimmune/Paraneoplastic Evaluation, Serum EPS2 / Epilepsy, Autoimmune/Paraneoplastic Evaluation, Serum MDS2 / Movement Disorder, Autoimmune/Paraneoplastic Evaluation, Serum MAS1 / Myelopathy, Autoimmune/Paraneoplastic Evaluation, Serum |  | Tripartite motif-containing protein 46 (TRIM46)-IgG is a marker of an autoimmune neurological disorder commonly associated with underlying malignancy. Patients commonly present with cerebellar ataxia and neoplasms frequently of neuroendocrine lineage. | Only orderable as a reflex. For more information see: ENS2 / Encephalopathy, Autoimmune/Paraneoplastic Evaluation, Serum DMS2 / Dementia, Autoimmune/Paraneoplastic Evaluation, Serum EPS2 / Epilepsy, Autoimmune/Paraneoplastic Evaluation, Serum MDS2 / Movement Disorder, Autoimmune/Paraneoplastic Evaluation, Serum MAS1 / Myelopathy, Autoimmune/Paraneoplastic Evaluation, Serum Negative | A positive result is consistent with atripartite motif-containing protein 46 (TRIM46)-IgG associated autoimmune disease of the central nervous system. A paraneoplastic cause should be considered. | A negative result does not exclude the presence of neurological autoimmunity or cancer. The use of immunotherapy prior to sample collection may negatively impact the sensitivity of this assay. | 1. van Coevorden-Hameete MH, van Beuningen SFB, Perrenoud M, et al. Antibodies to TRIM46 are associated with paraneoplastic neurological syndromes. Ann Clin Tran Neurol. 2017;4(9):680-686. doi:10.1002/acn3.396 2. Sham’ili S, de Leeuw B, Hulsenboom E, Jaarsma D, Smitt PS. A new paraneoplastic encephalomyelitis autoantibody reactive with the axon initial segment. Neurosci Lett. 2009;467(2):169-72. doi:10.1016/j.neulet.2009.10.031 3. Valencia-Sanchez C, Knight AM, Hammami B, et al. TRIM46 autoantibody: expanded neurological phenotype and oncological associations (1657). Neurology. 2021;96(15 Supplement) | Patient specimen is applied to a composite slide containing transfected and nontransfected HEK-293 cells. After incubation and washing, fluorescein-conjugated goat-antihuman IgG is applied to detect the presence of patient IgG binding.(Package insert: IIFT: Neurology Mosaics, Instructions for the indirect immunofluorescence test. EUROIMMUN;FA_112d-1_A_UK_C13, 02/2019) | 5 to 10 days | 28 days | This test was developed and its performance characteristics determined by Mayo Clinic in a manner consistent with CLIA requirements. It has not been cleared or approved by the US Food and Drug Administration. | 86255 | TRIM46 Ab CBA, S | 105525-0 | 616449 | TRIM46 Ab CBA, S | 105525-0
T46CC | Tripartite Motif-Containing Protein 46 (TRIM46) IgG, Cell Binding Assay, Spinal Fluid | Detecting tripartite motif-containing protein 46 (TRIM46)-IgG by cell-binding assay using cerebrospinal fluid specimens Evaluation of an autoimmune/paraneoplastic neurological syndrome among patients presenting with cerebellar ataxia, encephalitis, or encephalomyelitis | Only orderable as reflex. For more information see: ENC2 / Encephalopathy, Autoimmune/Paraneoplastic Evaluation, Spinal Fluid DMC2 / Dementia, Autoimmune/Paraneoplastic Evaluation, Spinal Fluid EPC2 / Epilepsy, Autoimmune/Paraneoplastic Evaluation, Spinal Fluid MDC2 / Movement Disorder, Autoimmune/Paraneoplastic Evaluation, Spinal Fluid MAC1 / Myelopathy, Autoimmune/Paraneoplastic Evaluation, Spinal Fluid Cell Binding Assay (CBA) | Yes | TRIM46 Ab CBA, CSF | If the indirect immunofluorescence (IFA) pattern suggeststripartite motif-containing protein 46 (TRIM46) IgG, then TRIM46 antibody cell-binding assay and IFA titer will be performed at an additional charge. | Only orderable as a reflex. For more information see: ENC2 / Encephalopathy, Autoimmune/Paraneoplastic Evaluation, Spinal Fluid DMC2 / Dementia, Autoimmune/Paraneoplastic Evaluation, Spinal Fluid EPC2 / Epilepsy, Autoimmune/Paraneoplastic Evaluation, Spinal Fluid MDC2 / Movement Disorder, Autoimmune/Paraneoplastic Evaluation, Spinal Fluid MAC1 / Myelopathy, Autoimmune/Paraneoplastic Evaluation, Spinal Fluid |  | Tripartite motif-containing protein 46 (TRIM46)-IgG is a marker of an autoimmune neurological disorder commonly associated with underlying malignancy. Patients commonly present with cerebellar ataxia and neoplasms frequently of neuroendocrine lineage. | Only orderable as a reflex. For more information see: ENC2 / Encephalopathy, Autoimmune/Paraneoplastic Evaluation, Spinal Fluid DMC2 / Dementia, Autoimmune/Paraneoplastic Evaluation, Spinal Fluid EPC2 / Epilepsy, Autoimmune/Paraneoplastic Evaluation, Spinal Fluid MDC2 / Movement Disorder, Autoimmune/Paraneoplastic Evaluation, Spinal Fluid MAC1 / Myelopathy, Autoimmune/Paraneoplastic Evaluation, Spinal Fluid Negative | A positive result is consistent with atripartite motif-containing protein 46 (TRIM46)-IgG associated autoimmune disease of the central nervous system. A paraneoplastic cause should be considered. | A negative result does not exclude the presence of neurological autoimmunity or cancer. The use of immunotherapy prior to sample collection may negatively impact the sensitivity of this assay. | 1. van Coevorden-Hameete MH, van Beuningen SFB, Perrenoud M, et al. Antibodies to TRIM46 are associated with paraneoplastic neurological syndromes. Ann Clin Tran Neurol. 2017;4(9):680-686. doi:10.1002/acn3.396 2. Sham’ili S, de Leeuw B, Hulsenboom E, Jaarsma D, Smitt PS. A new paraneoplastic encephalomyelitis autoantibody reactive with the axon initial segment. Neurosci Lett. 2009;467(2):169-72. doi:10.1016/j.neulet.2009.10.031 3. Valencia-Sanchez C, Knight AM, Hammami B, et al. TRIM46 autoantibody: expanded neurological phenotype and oncological associations (1657). Neurology. 2021;96(15 Supplement). doi:10.1212/WNL.96.15_supplement.1657 | Patient specimen is applied to a composite slide containing transfected and nontransfected HEK-293 cells. After incubation and washing, fluorescein-conjugated goat-antihuman IgG is applied to detect the presence of patient IgG binding.(Package insert: IIFT: Neurology Mosaics, Instructions for the indirect immunofluorescence test. EUROIMMUN, Lubeck, Germany, FA_112d-1_A_UK_C13, 02/2019) | 5 to 10 days | 28 days | This test was developed and its performance characteristics determined by Mayo Clinic in a manner consistent with CLIA requirements. It has not been cleared or approved by the US Food and Drug Administration. | 86255 | TRIM46 Ab CBA, CSF | 105524-3 | 616450 | TRIM46 Ab CBA, CSF | 105524-3
T46TS | Tripartite Motif-Containing Protein 46 (TRIM46) IgG, Tissue Immunofluorescence Titer, Serum | Reporting an end titer result for tripartite motif-containing protein 46 (TRIM46)-IgG in serum specimens Evaluation of an autoimmune/paraneoplastic neurological syndrome among patients presenting with cerebellar ataxia, encephalitis, or encephalomyelitis. | Only orderable as a reflex. For more information see: ENS2 / Encephalopathy, Autoimmune/Paraneoplastic Evaluation, Serum DMS2 / Dementia, Autoimmune/Paraneoplastic Evaluation, Serum EPS2 / Epilepsy, Autoimmune/Paraneoplastic Evaluation, Serum MDS2 / Movement Disorder, Autoimmune/Paraneoplastic Evaluation, Serum MAS1 / Myelopathy, Autoimmune/Paraneoplastic Evaluation, Serum Indirect Immunofluorescence Assay (IFA) | Yes | TRIM46 Ab IFA Titer, S | If the indirect immunofluorescence (IFA) pattern suggeststripartite motif-containing protein 46 (TRIM46) IgG, then the TRIM46 antibody cell-binding assay (CBA) and TRIM46 antibody IFA titer will be performed at an additional charge. | Only orderable as a reflex. For more information see: ENS2 / Encephalopathy, Autoimmune/Paraneoplastic Evaluation, Serum DMS2 / Dementia, Autoimmune/Paraneoplastic Evaluation, Serum EPS2 / Epilepsy, Autoimmune/Paraneoplastic Evaluation, Serum MDS2 / Movement Disorder, Autoimmune/Paraneoplastic Evaluation, Serum MAS1 / Myelopathy, Autoimmune/Paraneoplastic Evaluation, Serum |  | Tripartite motif-containing protein 46 (TRIM46-IgG) is a marker of an autoimmune neurological disorder commonly associated with underlying malignancy. Patients commonly present with cerebellar ataxia and neoplasms frequently of neuroendocrine lineage. | Only orderable as a reflex. For more information see: ENS2 / Encephalopathy, Autoimmune/Paraneoplastic Evaluation, Serum DMS2 / Dementia, Autoimmune/Paraneoplastic Evaluation, Serum EPS2 / Epilepsy, Autoimmune/Paraneoplastic Evaluation, Serum MDS2 / Movement Disorder, Autoimmune/Paraneoplastic Evaluation, Serum MAS1 / Myelopathy, Autoimmune/Paraneoplastic Evaluation, Serum <1:240 | A positive result is consistent with atripartite motif-containing protein 46 (TRIM46-IgG) associated autoimmune disease of the central nervous system. A paraneoplastic cause should be considered. | A negative result does not exclude the presence of neurological autoimmunity or cancer. The use of immunotherapy prior to sample collection may negatively impact the sensitivity of this assay. | 1.van Coevorden-Hameete MH, van Beuningen SFB, Perrenoud M, et al.Antibodies to TRIM46 are associated with paraneoplastic neurological syndromes. Ann Clin Tran Neurol. 2017;4(9):680-686. doi:10.1002/acn3.396 2.Shams'ili S, de Leeuw B, Hulsenboom E, Jaarsma D, Smitt PS.A new paraneoplastic encephalomyelitis autoantibody reactive with the axon initial segment. Neurosci Lett. 2009;467(2):169-172. doi:10.1016/j.neulet.2009.10.031 3. Valencia-Sanchez C, Knight AM, Hammami B, et al. TRIM46 autoantibody: expanded neurological phenotype and oncological associations (1657). Neurology. 2021;96(15 Supplement). doi:10.1212/WNL.96.15_supplement.1657 | The patient's sample is tested by a standardized immunofluorescence assay that uses a composite frozen section of mouse cerebellum, kidney, and gut tissues. After incubation with sample and washing, fluorescein-conjugated goat-antihuman IgG is applied. Neuron-specific autoantibodies are identified by their characteristic fluorescence staining patterns. Samples that are scored positive for any neuronal nuclear or cytoplasmic autoantibody are titrated to an endpoint. Interference by coexisting non-neuron-specific autoantibodies can usually be eliminated by serologic absorption.(Honorat JA, Komorowski L, Josephs KA, et al. IgLON5 antibody: Neurological accompaniments and outcomes in 20 patients. Neurol Neuroimmunol Neuroinflamm. 2017;4(5):e385. doi:10.1212/NXI.0000000000000385) | 5 to 10 days | 28 days | This test was developed and its performance characteristics determined by Mayo Clinic in a manner consistent with CLIA requirements. It has not been cleared or approved by the US Food and Drug Administration. | 86256 | TRIM46 Ab IFA Titer, S | 105527-6 | 616447 | TRIM46 Ab IFA Titer, S | 105527-6
T46TC | Tripartite Motif-Containing Protein 46 (TRIM46) IgG, Tissue Immunofluorescence Titer, Spinal Fluid | Reporting an end-titer result for tripartite motif-containing protein 46 (TRIM46)-IgG in cerebrospinal fluid specimens Evaluation of an autoimmune/paraneoplastic neurological syndrome among patients presenting with cerebellar ataxia, encephalitis, or encephalomyelitis. | Only orderable as a reflex. For more information see: ENC2 / Encephalopathy, Autoimmune/Paraneoplastic Evaluation, Spinal Fluid DMC2 / Dementia, Autoimmune/Paraneoplastic Evaluation, Spinal Fluid EPC2 / Epilepsy, Autoimmune/Paraneoplastic Evaluation, Spinal Fluid MDC2 / Movement Disorder, Autoimmune/Paraneoplastic Evaluation, Spinal Fluid MAC1 / Myelopathy, Autoimmune/Paraneoplastic Evaluation, Spinal Fluid Indirect Immunofluorescence Assay (IFA) | Yes | TRIM46 Ab IFA Titer, CSF | If the indirect immunofluorescence (IFA) pattern suggeststripartite motif-containing protein 46 (TRIM46) IgG, then TRIM46 antibody cell-binding assay (CBA) and IFA titer will be performed at an additional charge. | Only orderable as a reflex. For more information see: ENC2 / Encephalopathy, Autoimmune/Paraneoplastic Evaluation, Spinal Fluid DMC2 / Dementia, Autoimmune/Paraneoplastic Evaluation, Spinal Fluid EPC2 / Epilepsy, Autoimmune/Paraneoplastic Evaluation, Spinal Fluid MDC2 / Movement Disorder, Autoimmune/Paraneoplastic Evaluation, Spinal Fluid MAC1 / Myelopathy, Autoimmune/Paraneoplastic Evaluation, Spinal Fluid |  | Tripartite motif-containing protein 46 (TRIM46) IgG is a marker of an autoimmune neurological disorder commonly associated with underlying malignancy. Patients commonly present with cerebellar ataxia and neoplasms frequently of neuroendocrine lineage. | Only orderable as a reflex. For more information see: ENC2 / Encephalopathy, Autoimmune/Paraneoplastic Evaluation, Spinal Fluid DMC2 / Dementia, Autoimmune/Paraneoplastic Evaluation, Spinal Fluid EPC2 / Epilepsy, Autoimmune/Paraneoplastic Evaluation, Spinal Fluid MDC2 / Movement Disorder, Autoimmune/Paraneoplastic Evaluation, Spinal Fluid MAC1 / Myelopathy, Autoimmune/Paraneoplastic Evaluation, Spinal Fluid <1:2 | A positive result is consistent with atripartite motif-containing protein 46 (TRIM46) IgG associated autoimmune disease of the central nervous system. A paraneoplastic cause should be considered. | A negative result does not exclude the presence of neurological autoimmunity or cancer. The use of immunotherapy prior to sample collection may negatively impact the sensitivity of this assay. | 1.van Coevorden-Hameete MH, van Beuningen SFB, Perrenoud M, et al.Antibodies to TRIM46 are associated with paraneoplastic neurological syndromes. Ann Clin Tran Neurol. 2017;4(9):680-686. doi:10.1002/acn3.396 2.Shams'ili S, de Leeuw B, Hulsenboom E, Jaarsma D, Smitt PS.A new paraneoplastic encephalomyelitis autoantibody reactive with the axon initial segment. Neurosci Lett. 2009;467(2):169-172. doi:10.1016/j.neulet.2009.10.031 3. Valencia-Sanchez C, Knight AM, Hammami B, et al. TRIM46 autoantibody: expanded neurological phenotype and oncological associations (1657). Neurology. 2021;96(15 Supplement). doi:10.1212/WNL.96.15_supplement.1657 | The patient's sample is tested by a standardized immunofluorescence assay that uses a composite frozen section of mouse cerebellum, kidney, and gut tissues. After incubation with sample and washing, fluorescein-conjugated goat-antihuman IgG is applied. Neuron-specific autoantibodies are identified by their characteristic fluorescence staining patterns. Samples that are scored positive for any neuronal nuclear or cytoplasmic autoantibody are titrated to an endpoint. Interference by coexisting non-neuron-specific autoantibodies can usually be eliminated by serologic absorption.(Honorat JA, Komorowski L, Josephs KA, et al. IgLON5 antibody: Neurological accompaniments and outcomes in 20 patients. Neurol Neuroimmunol Neuroinflamm. 2017;4(5):e385. doi:10.1212/NXI.0000000000000385) | 5 to 10 days | 28 days | This test was developed and its performance characteristics determined by Mayo Clinic in a manner consistent with CLIA requirements. It has not been cleared or approved by the US Food and Drug Administration. | 86256 | TRIM46 Ab IFA Titer, CSF | 105526-8 | 616448 | TRIM46 Ab IFA Titer, CSF | 105526-8
T46IS | Tripartite Motif-Containing Protein 46 (TRIM46) IgG, Tissue Immunofluorescence, Serum | Detecting tripartite motif-containing protein 46 (TRIM46)-IgG in serum specimens Evaluation of anautoimmune/paraneoplastic neurological syndrome among patients presenting with cerebellar ataxia, encephalitis, or encephalomyelitis | Only orderable as part of a profile. For more information see: ENS2 / Encephalopathy, Autoimmune/Paraneoplastic Evaluation, DMS2 / Dementia, Autoimmune/Paraneoplastic Evaluation, Serum EPS2 / Epilepsy, Autoimmune/Paraneoplastic Evaluation, Serum MDS2 / Movement Disorder, Autoimmune/Paraneoplastic Evaluation, Serum MAS1 / Myelopathy, Autoimmune/Paraneoplastic Evaluation, Serum Indirect Immunofluorescence Assay (IFA) | Yes | TRIM46 Ab IFA, S | If the indirect immunofluorescence (IFA) pattern suggeststripartite motif-containing protein 46 (TRIM46) IgG, then TRIM46 antibody cell-binding assay (CBA) and IFA titer will be performed at an additional charge. | Only orderable as part of a profile. For more information see: ENS2 / Encephalopathy, Autoimmune/Paraneoplastic Evaluation, DMS2 / Dementia, Autoimmune/Paraneoplastic Evaluation, Serum EPS2 / Epilepsy, Autoimmune/Paraneoplastic Evaluation, Serum MDS2 / Movement Disorder, Autoimmune/Paraneoplastic Evaluation, Serum MAS1 / Myelopathy, Autoimmune/Paraneoplastic Evaluation, Serum |  | Tripartite motif-containing protein 46 (TRIM46)-IgG is a marker of an autoimmune neurological disorder commonly associated with underlying malignancy. Patients commonly present with cerebellar ataxia and neoplasms frequently of neuroendocrine lineage. | Only orderable as part of a profile. For more information see: ENS2 / Encephalopathy, Autoimmune/Paraneoplastic Evaluation, DMS2 / Dementia, Autoimmune/Paraneoplastic Evaluation, Serum EPS2 / Epilepsy, Autoimmune/Paraneoplastic Evaluation, Serum MDS2 / Movement Disorder, Autoimmune/Paraneoplastic Evaluation, Serum MAS1 / Myelopathy, Autoimmune/Paraneoplastic Evaluation, Serum Negative | A positive result is consistent with a tripartite motif-containing protein 46 (TRIM46)-IgG associated autoimmune disease of the central nervous system. A paraneoplastic cause should be considered. | A negative result does not exclude the presence of neurological autoimmunity or cancer. The use of immunotherapy prior to sample collection may negatively impact the sensitivity of this assay. | 1.van Coevorden-Hameete MH, van Beuningen SFB, Perrenoud M, et al.Antibodies to TRIM46 are associated with paraneoplastic neurological syndromes. Ann Clin Tran Neurol. 2017;4(9):680-686. doi:10.1002/acn3.396 2.Shams'ili S, de Leeuw B, Hulsenboom E, Jaarsma D, Smitt PS.A new paraneoplastic encephalomyelitis autoantibody reactive with the axon initial segment. Neurosci Lett. 2009;467(2):169-172. doi:10.1016/j.neulet.2009.10.031 3. Valencia-Sanchez C, Knight AM, Hammami B, et al. TRIM46 autoantibody: expanded neurological phenotype and oncological associations (1657). Neurology. 2021;96(15 Supplement) | The patient's sample is tested by a standardized immunofluorescence assay that uses a composite frozen section of mouse cerebellum, kidney, and gut tissues. After incubation with sample and washing, fluorescein-conjugated goat-antihuman IgG is applied. Neuron-specific autoantibodies are identified by their characteristic fluorescence staining patterns. Samples that are scored positive for any neuronal nuclear or cytoplasmic autoantibody are titrated to an endpoint. Interference by coexisting non-neuron-specific autoantibodies can usually be eliminated by serologic absorption.(Honorat JA, Komorowski L, Josephs KA, et al. IgLON5 antibody: Neurological accompaniments and outcomes in 20 patients. Neurol Neuroimmunol Neuroinflamm. 2017;4(5):e385. doi:10.1212/NXI.0000000000000385) | 5 to 10 days | 28 days | This test was developed and its performance characteristics determined by Mayo Clinic in a manner consistent with CLIA requirements. It has not been cleared or approved by the US Food and Drug Administration. | 86255 | TRIM46 Ab IFA, S | 103843-9 | 616445 | TRIM46 Ab IFA, S | 103843-9
T46IC | Tripartite Motif-Containing Protein 46 (TRIM46) IgG, Tissue Immunofluorescence, Spinal Fluid | Detectingtripartite motif-containing protein 46 (TRIM46)-IgG in cerebrospinal fluid specimens Evaluation of an autoimmune/paraneoplastic neurological syndrome among patients presenting with cerebellar ataxia, encephalitis, or encephalomyelitis | Only orderable as part of a profile. For more information see: ENC2 / Encephalopathy, Autoimmune/Paraneoplastic Evaluation, Spinal Fluid DMC2 / Dementia, Autoimmune/Paraneoplastic Evaluation, Spinal Fluid EPC2 / Epilepsy, Autoimmune/Paraneoplastic Evaluation, Spinal Fluid MDC2 / Movement Disorder, Autoimmune/Paraneoplastic Evaluation, Spinal Fluid MAC1 / Myelopathy, Autoimmune/Paraneoplastic Evaluation, Spinal Fluid Indirect Immunofluorescence Assay (IFA) | Yes | TRIM46 Ab IFA, CSF | If the indirect immunofluorescence (IFA) pattern suggeststripartite motif-containing protein 46 (TRIM46) IgG, then TRIM46 antibody cell-binding assay and IFA titer will be performed at an additional charge. | Only orderable as part of a profile. For more information see: ENC2 / Encephalopathy, Autoimmune/Paraneoplastic Evaluation, Spinal Fluid DMC2 / Dementia, Autoimmune/Paraneoplastic Evaluation, Spinal Fluid EPC2 / Epilepsy, Autoimmune/Paraneoplastic Evaluation, Spinal Fluid MDC2 / Movement Disorder, Autoimmune/Paraneoplastic Evaluation, Spinal Fluid MAC1 / Myelopathy, Autoimmune/Paraneoplastic Evaluation, Spinal Fluid |  | Tripartite motif-containing protein 46 (TRIM46)-IgG is a marker of an autoimmune neurological disorder commonly associated with underlying malignancy. Patients commonly present with cerebellar ataxia and neoplasms frequently of neuroendocrine lineage. | Only orderable as part of a profile. For more information see: ENC2 / Encephalopathy, Autoimmune/Paraneoplastic Evaluation, Spinal Fluid DMC2 / Dementia, Autoimmune/Paraneoplastic Evaluation, Spinal Fluid EPC2 / Epilepsy, Autoimmune/Paraneoplastic Evaluation, Spinal Fluid MDC2 / Movement Disorder, Autoimmune/Paraneoplastic Evaluation, Spinal Fluid MAC1 / Myelopathy, Autoimmune/Paraneoplastic Evaluation, Spinal Fluid Negative | A positive result is consistent with atripartite motif-containing protein 46 (TRIM46)-IgG associated autoimmune disease of the central nervous system. A paraneoplastic cause should be considered. | A negative result does not exclude the presence of neurological autoimmunity or cancer. The use of immunotherapy prior to sample collection may negatively impact the sensitivity of this assay. | 1.van Coevorden-Hameete MH, van Beuningen SFB, Perrenoud M, et al.Antibodies to TRIM46 are associated with paraneoplastic neurological syndromes. Ann Clin Tran Neurol. 2017;4(9):680-686. doi:10.1002/acn3.396 2.Shams'ili S, de Leeuw B, Hulsenboom E, Jaarsma D, Smitt PS.A new paraneoplastic encephalomyelitis autoantibody reactive with the axon initial segment. Neurosci Lett. 2009;467(2):169-172. doi:10.1016/j.neulet.2009.10.031 3. Valencia-Sanchez C, Knight AM, Hammami B, et al. TRIM46 autoantibody: expanded neurological phenotype and oncological associations (1657). Neurology. 2021;96(15 Supplement). doi:10.1212/WNL.96.15_supplement.1657 | The patient's sample is tested by a standardized immunofluorescence assay that uses a composite frozen section of mouse cerebellum, kidney, and gut tissues. After incubation with sample and washing, fluorescein-conjugated goat-antihuman IgG is applied. Neuron-specific autoantibodies are identified by their characteristic fluorescence staining patterns. Samples that are scored positive for any neuronal nuclear or cytoplasmic autoantibody are titrated to an endpoint. Interference by coexisting non-neuron-specific autoantibodies can usually be eliminated by serologic absorption.(Honorat JA, Komorowski L, Josephs KA, et al. IgLON5 antibody: Neurological accompaniments and outcomes in 20 patients. Neurol Neuroimmunol Neuroinflamm. 2017;4(5):e385. doi:10.1212/NXI.0000000000000385) | 5 to 10 days | 28 days | This test was developed and its performance characteristics determined by Mayo Clinic in a manner consistent with CLIA requirements. It has not been cleared or approved by the US Food and Drug Administration. | 86255 | TRIM46 Ab IFA, CSF | 103843-9 | 616446 | TRIM46 Ab IFA, CSF | 103843-9
FFTRP | Trofile Co-Receptor Tropism Assay | Detect HIV-1 coreceptor tropism; determine eligibility for CCR5 antagonist therapy such as maraviroc (Selzentry) | Polymerase chain reaction (PCR) amplification and viral culture. | Yes | Trofile Phenotypic Corecept Tropism | Plasma EDTA | Specimen Type: Plasma Container/Tube: Lavender-top (EDTA) or plasma preparation tube (PPT) Specimen Volume: 3 mL Collection Instructions: Draw blood in either PPT (pearl top) or lavender-top (EDTA) tubes. Centrifuge specimen within six hours of collection. Remove plasma from cells immediately, and transfer specimen to a screw-capped, plastic vial. Freeze 3 mL of PPT plasma or EDTA plasma immediately, send specimen frozen. To avoid delays in turnaround time when requesting multiple tests, please submit separate frozen specimens for each test requested. RECOMMENDED: 1.Patient's most recent viral load 2.Viral load collection date Note:1.Intended to use only for patients with viral loads greaterthan or equal to 1000 copies/mL. For best results, viral loads should be confirmed within two weeks prior to submission for testing at Monogram. 2.Patient samples submitted <30 days apart areconsidered duplicate and will be cancelled. | 1 mL |  |  | CCR5 Tropic (R5) HIV-1 Virus uses CCR5 to enter CD4+ cells. CXCR4 Tropic (X4) HIV-1 Virus uses CXCR4 to enter CD4+ cells DUAL/MIXED Tropic (D/M) HIV-1 Dual-tropic viruses can use either CCR5 or CXCR4 to enter CD4+ cells. Mixed-tropic populations contain viruses with two or more tropisms. Non-reportable Co-receptor tropism could not be determined by the Trofile assay. Common causes of a non-reportable result are viral load <1,000 copies/mL, reduced viral fitness, or compromised sample collection/handling. |  |  | Co-receptor tropism is defined as an interaction of a virus with a specific co-receptor on the target cell. To gain entry into CD4+ cells, HIV must bind to the cell surface CD4 receptor and to one of two co-receptors, CCR5 or CXCR4. Trofile is a cell-based approach to determine a patientâ€™s HIV co-receptor tropism (orTropotype). Trofile uses the complete gp160 coding region of the HIV-1 envelope protein ensuring that all of the determinants of tropism are tested. CLIA validation experiments demonstrate that Trofile is 100% sensitive at detecting 0.3% CXCR4-using minor variants. This class of drugs binds to CCR5 and blocks CCR5-mediated HIV entry into host cells. Trofile is used to determine whether a CCR5 antagonist may be an appropriate drug for a patient. Several clinical trials on CCR5 antagonists havedemonstrated the positive and negative predictivevalue of Trofile in clinical settings. | 29 to 39 days |  |  | 87999 | Trofile Phenotypic Corecept Tropism | 57182-8 | Z1040 | Activity of CCR5 antag anticipated? | Not Provided
FFTRO | Trofile DNA Co-Receptor Tropism Assay | Detect HIV-1 coreceptor tropism; determine eligibility for CCR5 antagonist therapy such as Selzentry™ (maraviroc). | Polymerase chain reaction (PCR) amplification and viral culture. | Yes | Trofile DNA Phenotypic Corecept Tro | Whole Blood EDTA | Specimen Type: Whole Blood Container/Tube: Lavender-top (EDTA) Specimen Volume: 4 mL Collection Instructions: Draw 4 mL blood in a lavender-top (EDTA) tube(s), (Do not centrifuge.) Freeze and ship frozen. To avoid delays in turnaround time when requesting multiple tests, please submit separate frozen specimens for each test requested. Note: Trofile DNA is recommended for patients with undetectable viral loads. | 3 mL |  |  | Trofile DNA Viral Classification CCR5 Tropic (R5) HIV-1: Virus uses CCR5 to enter CD4+ cells. CXCR4 Tropic (X4) HIV-1: Virus uses CXCR4 to enter CD4+ cells. DUAL /MIXED Tropic (D/M) HIV-1: Dual-tropic viruses can use either CXCR4 or CCR5 to enterCD4+ cells.Mixed-tropic populations contain viruses with 2or more tropisms. Nonreportable: Co-receptor tropism could not be determined.Common causes ofnonreportable results are reduced viral fitness or compromisedsample handling.Please note that Trofile DNA sample collectionand handling instructions differ from Trofile and other Monogram assays. Trofile uses the complete gp160 coding region of the HIV-1 envelope protein ensuring that all of the determinants of tropism are tested. Subtype is determined based on the HIV-1 gp41 envelope region. |  |  | Co-receptor tropism is defined as an interaction of a virus witha specific co-receptor on the target cell. To gain entry intoCD4+ cells, HIV must bind to the cell surface CD4 receptor and to one of two co-receptors, CCR5 or CXCR4.Trofile DNA uses the complete gp160 coding region of the HIV-1 envelopeprotein ensuring that all of the determinants of tropism tested. Trofile DNA meets theUSstandards for technical validationas established by the Clinical Laboratory ImprovementAmendments.Trofile DNA is a single cycle pseudovirion basedtropism assay that uses the complete gp160 coding region of HIV-1 to evaluate tropism.Instead of using HIV-1 RNA isolatedfrom patient plasma, Trofile DNA uses cell associated viralDNA taken from whole blood cells infected with HIV.HIV-1envelopes encoded by the viral DNA are tested in a cell-basedviral infectivity assay in order to determine which co- receptorthe HIV-1 virus population is capable of using: CCR5, CXCR4, or both, known as D/M (dual/mixed). | 31 to 37 days |  |  | 87999 | Trofile DNA Phenotypic Corecept Tro | 53923-9 | Z2284 | Interpretation: | Not Provided
WHIPB | Tropheryma whipplei, Molecular Detection, PCR, Blood | Aiding in the diagnosis of Whipple disease, especially for identifying inconclusive or suspicious cases, using whole blood specimens | Real-Time Polymerase Chain Reaction (PCR) | Yes | Tropheryma whipplei PCR, B | For more information seeInfective Endocarditis: Diagnostic Testing for Identification of Microbiological Etiology | The high sensitivity of amplification by polymerase chain reaction requires the specimen to be processed in an environment in which contamination of the specimen byTropheryma whippleiDNA is unlikely. Container/Tube: Preferred:Lavender top (EDTA) Acceptable:Royal blue top (EDTA), pink top (EDTA), or sterile vial containing EDTA-derived aliquot Specimen Volume:1 mL Collection Instructions:Send whole blood specimen in original tube (preferred) | 0.5 mL | Whipple disease is a chronic, systemic illness that, in the majority of cases, involves the small intestine and its lymphatic drainage. The disease primarily affects adults of middle age, with a peak incidence in the third and fourth decades of life. Clinical findings may include malabsorption, chronic diarrhea, abdominal pain, arthralgia, fever, and central nervous system symptoms. Pathologic changes associated with Whipple disease are distinctive, with diagnosis dependent on histologic examination of biopsy specimens from involved tissues. Electron microscopic or special high-resolution light microscopic examination of the lamina propria of the small intestine of patients with untreated Whipple disease reveals many rod-shaped bacillary organisms. These tiny bacilli, referred to as Whipple bacilli, measure about 0.25 micrometer long and are seen as periodic acid-Schiff-positive granules within macrophages. These inclusions represent fragments of the cell walls from degenerating bacilli. Culture ofWhipple bacilli from biopsy material is laborious, and the organism is very slow growing. Definitive identification of the Whipple-associated bacillus has been difficultbecause of these limitations. Molecular techniques using polymerase chain reaction and nucleotide sequencing allow classification of this bacillus as an actinomycete not closely related to any other known species, which has been namedTropheryma whipplei. | Not applicable | A positive result indicates the presence ofTropheryma whippleiDNA. A negative result indicates the absence of detectableT whippleiDNA, but it does not negate the presence of the organism and may occur due to inhibition of polymerase chain reaction, sequence variability underlying primers or probes, or the presence ofT whippleiDNAin quantities less than the limit of detection of the assay. | Test results should be used as an aid in diagnosis and not beconsidered diagnostic in themselves. The single assay shouldnot be used as the only criteria to form a clinical conclusion, butresults should be correlated with patient symptoms and clinicalpresentation. A negative result does not negate the presence ofthe organism or active disease. | 1. Ramzan NN, Loftus E Jr, Burgart LJ, et al: Diagnosis and monitoring of Whipple disease by polymerase chain reaction. Ann Intern Med. 1997;126:520-527 2. Morgenegg S, Dutly F, Altwegg M: Cloning and sequencing of a part of the heat shock protein 65 gene (hsp65) of "Tropheryma whippleii"and its use for detection of "T whipplei" in clinical specimens by PCR. J Clin Microbiol. 2000;38:2248-2253 3. von Herbay A, Ditton HJ, Schuhmacher F, Maiwald M, : Whipple's disease: staging and monitoring by cytology and polymerase chain reaction analysis of cerebrospinal fluid. Gastroenterology. 1997;113(2):434-441 4. Dolmans RA, Boel CH, Lacle MM, Kusters JG: Clinical manifestations, treatment, and diagnosis ofTropheryma whippleiinfections. Clin Microbiol Rev. 2017 Apr;30(2):529-555. doi: 10.1128/CMR.00033-16 | Nucleic acid is extracted from all specimens using the MagNA Pure extraction system. The resulting nucleic acid is tested for the presence of the target DNA ofTropheryma whippleiusing the LightCycler real-time polymerase chain reaction (PCR). The instrument amplifies and continuously monitors the development of target nucleic acid using fluorescent resonance emission technology after each cycle. Analysis of the PCR amplification and probe melting curves is accomplished through the use of the LightCycler software.(Sloan LM, Rosenblatt JE, Cockerill FR III: Detection ofTropheryma whippleiDNA in clinical specimens by LightCycler real-time PCR. J Clin Microobiol. 2005;43:3516-3518; Geibdorfer W, Moter A, Bogdan C:Tropheryma whipplei, In: Carroll K, Pfaller M, eds. Manual of Clinical Microbiology. 12th ed. ASM Press; 2019:1189-1197) | 2 to 7 days | 7 days | This test was developed and its performance characteristics determined by Mayo Clinic in a manner consistent with CLIA requirements. It has not been cleared or approved by the US Food and Drug Administration. | 87798 | Tropheryma whipplei PCR, B | 97205-9 | 56064 | Tropheryma whipplei PCR, B, Result | 97205-9
TWRP | Tropheryma whipplei, Molecular Detection, PCR, Varies | Aiding in the diagnosis of Whipple disease, especially for identifying inconclusive or suspicious cases, using tissue or fluid specimens | Real-Time Polymerase Chain Reaction (PCR) | Yes | Tropheryma whipplei PCR | For more information seeInfective Endocarditis: Diagnostic Testing for Identification of Microbiological Etiology. | The high sensitivity of amplification by polymerase chain reaction requires the specimen to be processed in an environment in which contamination of the specimen byTropheryma whippleiDNA is unlikely. Submit only 1 of the following specimens: Specimen Type:Fresh tissue or biopsy Sources:Small intestine (duodenum, ileum, or jejunum), lymph node, bone, joint, synovial, liver, pancreas, spleen, lung, heart valve (and other heart tissues), or brain Container/Tube:Sterile container Specimen Volume:Entire collection or 5 mm(3) - approximately the size of a pencil eraser Collection Instructions: 1. Collect fresh tissue specimen. 2. Submit tissue only, do not add fluid to tissue. 3. Refrigerate or freeze specimen. Specimen Stability Information:Refrigerated (preferred) <7 days /Frozen <7 days Preferred Paraffin-embedded tissue block: Supplies:Tissue Block Container (T553) Specimen Type:Formalin-fixed, paraffin-embedded tissue block (FFPE) Sources:Small intestine (duodenum, ileum, or jejunum), lymph node, bone, joint, synovial,liver, pancreas, spleen, lung,heart valve (and other heart tissues), or brain Container/Tube:Tissue block Collection Instructions:Submit a formalin-fixed, paraffin-embedded tissue block to be cut and returned. Specimen Stability Information:Ambient (preferred)/Refrigerated Acceptable Paraffin-embedded tissue block: Specimen Type:Formalin-fixed, paraffin-embedded tissue block (FFPE) Sources:Small intestine (duodenum, ileum, or jejunum), lymph node, bone, joint, synovial,liver, pancreas, spleen, lung,heart valve (and other heart tissues), or brain Container/Tube:Sterile container for each individual cut section (scroll). Collection Instructions:Perform microtomy and prepare five separate 10-micron sections.Each section (scroll) must be placed in a separate sterile container for submission. Specimen Stability Information:Ambient (preferred)/Refrigerated Specimen Type:Fluid Sources:Cerebrospinal or ocular (eg, vitreous humor) Container/Tube:Sterile vial Specimen Volume:0.5 mL Specimen Stability Information:Refrigerated (preferred) <7 days/Frozen <7 days Specimen Type:Synovialfluid Container/Tube: Preferred:Lavender top (EDTA) Acceptable:Pink top (EDTA), royal blue top (EDTA), sterile vial containing EDTA-derived aliquot, red clot tube (no anticoagulant), or sterile container Specimen Volume:0.5 mL Collection Instructions:Send specimen in original tube (preferred). Specimen Stability Information:Refrigerated (preferred) <7 days /Frozen <7 days | Fluid: 0.5 mL Fresh tissue or biopsy: 5 mm(3) Paraffin-embedded tissue block: two 10-micron sections | Whipple disease is a chronic, systemic illness that, in most cases, involves the small intestine and its lymphatic drainage. The disease primarily affects adults of middle age, with a peak incidence in the third and fourth decades. Clinical findings may include malabsorption, chronic diarrhea, abdominal pain, arthralgia, fever, and central nervous system symptoms. Pathologic changes associated with Whipple disease are distinctive, with diagnosis dependent on histologic examination of biopsy specimens from involved tissues. Electron microscopic or special high-resolution light microscopic examination of the lamina propria of the small intestine of patients with untreated Whipple disease reveals many rod-shaped bacillary organisms. These tiny bacilli, referred to as Whipple bacilli, measure about 0.25 micrometer long and are seen as periodic acid-Schiff-positive granules within macrophages. These inclusions represent fragments of the cell walls from degenerating bacilli. Culture ofWhipple bacilli from biopsy material is laborious and the organism is very slow growing. Definitive identification of the Whipple associated bacillus has been difficultbecause of these limitations. Molecular techniques using polymerase chain reaction and nucleotide sequencing allowed classification of this bacillus as an actinomycete not closely related to any other known species, which has been namedTropheryma whipplei. | Not applicable | A positive result indicates the presence ofTropheryma whippleiDNA. A negative result indicates the absence of detectableT whippleiDNA but does not negate the presence of the organism and may occur due to inhibition of polymerase chain reaction, sequence variability underlying primers or probes, or the presence ofT whippleiDNAin quantities less than the limit of detection of the assay. | Test results should be used as an aid in diagnosis and not beconsidered diagnostic in themselves. The single assay shouldnot be used as the only criteria to form a clinical conclusion, butresults should be correlated with patient symptoms and clinicalpresentation. A negative result does not negate the presence ofthe organism or active disease. |  | Nucleic acid is extracted from all specimens using the MagNA Pure extraction system. The resulting nucleic acid is tested for the presence of the target DNA ofTropheryma whippleiusing the LightCycler real-time polymerase chain reaction (PCR). The instrument amplifies and continuously monitors the development of target nucleic acid using fluorescent resonance emission technology after each cycle. Analysis of the PCR amplification and probe melting curves is accomplished through the use of the LightCycler software.(Sloan LM, Rosenblatt JE, Cockerill FR III: Detection ofTropheryma whippleiDNA in clinical specimens by LightCycler real-time PCR. J Clin Microbiol. 2005 Jul;43(7):3516-3518; Geibdorfer W, Moter A, Bogdan C:Tropheryma whipplei.In: Carroll K, Pfaller M, eds. Manual of Clinical Microbiology. 12th ed. ASM Press; 2019:1189-1197) | 2 to 7 days | 1 week | This test was developed and its performance characteristics determined by Mayo Clinic in a manner consistent with CLIA requirements. It has not been cleared or approved by the US Food and Drug Administration. | 87798 | Tropheryma whipplei PCR | 97206-7 | 22302 | Tropheryma whipplei PCR, Result | 97206-7
TROP2 | Trophoblast Antigen 2 (TROP2) Immunostain, Semi-Quantitative Immunohistochemistry, Manual | Identification of breast and urinary cancer, among others | Immunohistochemistry (IHC) | Yes | TROP2, SemiQuant IHC, Manual | Special | Specimen Type:Tissue Supplies:Pathology Packaging Kit (T554) Collection Instructions:Formalin-fixed, paraffin-embedded tissue block; or 3 unstained glass, positively-charged slides with 4-microns formalin-fixed, paraffin-embedded tissue Additional Information:One slide will be stained with hematoxylin and eosin and returned. |  | Trophoblast antigen 2 (TROP2)is overexpressed in many tissues and cancers, including breast and urinary cancer among others. An antibody drug conjugate, sacituzumab govitecan, targets the cell surface protein TROP2. Tumors with high expression of TROP2 are more likely to respond to targeted drug therapy. | An interpretive report will be provided. | Trophoblast antigen 2is a membrane protein and immunohistochemical positivity is characterized by a membrane pattern of staining. Results are reported as percent positive cells and intensity of staining. This result should be interpreted in the appropriate clinical context. | This test has been validated for nondecalcified paraffin-embedded tissue specimens fixed in 10% neutral-buffered formalin. Recommended fixation time is between 6 and 48 hours. This assay has not been validated on tissues subjected to the decalcification process or use of alternative fixatives for bone and bone marrow specimens or cell blocks. Age of a cut paraffin section can affect immunoreactivity. Stability thresholds vary widely among published literature and are antigen dependent. Best practice is for paraffin sections to be cut within 6 weeks. | 1. Shvartsu A, Bonavida B. Trop2 and its overexpression in cancers: regulation and clinical/therapeutic implications.Genes Cancer. 2015;6(3-4):84-105 2. Bardia A, Mayer I, Diamond J, et al. Efficacy and safety of anti-Trop-2 antibody drug conjugate sacituzumab govitecan (IMMU-132) in heavily pretreated patients with metastatic triple-negative breast cancer. J Clin Oncol. 2017;35:2141-2148 3. Lenart S, Lenart P, Smarda J, Remsik J, Souce K, Benes P. Trop2: Jack of all trades, master of none. Cancers. (Basel). 2020;12(11):3328. doi:10.3390/cancers12113328 | Immunohistochemistry on sections of paraffin-embedded tissue.(Unpublished Mayo method) | 5 to 7 days | Until reported | This test was developed and its performance characteristics determined by Mayo Clinic in a manner consistent with CLIA requirements. It has not been cleared or approved by the US Food and Drug Administration. | 88360 | TROP2, SemiQuant IHC, Manual | 105178-8 | 621628 | Case Number | 80398-1
TRK | Tropomyosin Receptor Kinase (TRK) Immunostain, Technical Component Only | Helpful in the screening forneurotrophic tyrosine receptor kinase (NTRK) rearranged tumors | Immunohistochemistry (IHC) | Yes | TRK IHC, Tech Only | For the initial technical component only immunohistochemical (IHC) stain performed, the appropriate bill-only test ID will be reflexed and charged (IHTOI). For each additional technical component only IHC stain performed, an additional bill-only test ID will be reflexed and charged (IHTOA). | Supplies:Immunostain Technical Only Envelope (T693) Specimen Type:Tissue Container/Tube:Immunostains Technical Only Envelope Preferred:2 Unstained positively charged glass slide (25- x 75- x 1-mm) per test ordered; sections 4-microns thick. Acceptable:Formalin-fixed, paraffin-embedded tissue block |  | Neurotrophic tyrosine receptor kinase (NTRK) is a family of 3 proto-oncogenes includingNTRK1,NTRK2, andNTRK3,which encode TRKA, TRKB, and TRKC proteins respectively. Tropomyosin receptor kinase (TRK) immunohistochemistry may be used as a screen for identifyingNTRKrearrangements and may be particularly helpful in driver-negative advanced malignancies such as secretory carcinoma, congenital infantile fibrosarcoma, and lipofibromatosis-like neural tumors. Screening forNTRKrearranged tumors is important as patients have been shown to respond to TRK inhibitor therapy. |  | This test does not include pathologist interpretation, only technical performance of the stain. If interpretation is required, order PATHC / Pathology Consultation for a full diagnostic evaluation or second opinion of the case. The positive and negative controls are verified as showing appropriate immunoreactivity. If a control tissue is not included on the slide, a scanned image of the relevant quality control tissue is available upon request; call 855-516-8404. Interpretation of this test should be performed in the context of the patient's clinical history and other diagnostic tests by a qualified pathologist. | Age of a cut paraffin section can affect immunoreactivity. Stability thresholds vary widely among published literature and are antigen dependent. Best practice is for paraffin sections to be cut within 6 weeks. | 1. Hung YP, Fletcher CDM, Hornick JL. Evaluation of pan-TRK immunohistochemistry in infantile fibrosarcoma, lipofibromatosis-like neural tumour and histological mimics. Histopathology. 2018;73(4):634-644 2. Davis JL, Lockwood CM, Albert CM, Tsuchiya K, Hawkins DS, Rudzinski ER. Infantile NTRK-associated mesenchymal tumors. Pediatr Dev Pathol. 2018;21(1):68-78 3. Drilon A, Laetsch TW, Kummar S, et al. Efficacy of Larotrectinib in TRK fusion-positive cancers in adults and children. N Engl J Med. 2018;378(8):731-739 4. Hechtman JF, Benayed R, Hyman DM, et al. Pan-Trk immunohistochemistry is an efficient and reliable screen for the detection of NTRK fusions. Am J Surg Pathol. 2017;41(11):1547-1551 5. Agaram NP, Zhang L, Sung YS, et al. Recurrent NTRK1 gene fusions define a novel subset of locally aggressive lipofibromatosis-like neural tumors. Am J Surg Pathol. 2016;40(10):1407-1416 6. Magaki S, Hojat SA, Wei B, So A, Yong WH. An introduction to the performance of immunohistochemistry. Methods Mol Biol. 2019;1897:289-298. doi:10.1007/978-1-4939-8935-5_25 | Immunohistochemistry on sections of paraffin-embedded tissue.(Unpublished Mayo method) | 1 to 3 days | Until staining is complete | This test has been cleared, approved, or is exempt by the US Food and Drug Administration and is used per manufacturer's instructions. Performance characteristics were verified by Mayo Clinic in a manner consistent with CLIA requirements. | 88342-TC, primary88341-TC, if additional IHC | TRK IHC, Tech Only | Order only;no result | 603301 | TRK IHC, Tech Only | Bill only; no result
HSTNI | Troponin I, High Sensitivity, Plasma | Excluding the diagnosis of acute coronary syndromes Explaining troponin T elevations related to skeletal myopathy and/or assay interferences | Electrochemiluminescence Immunoassay | Yes | Troponin I, High Sensitivity, P | Plasma | Collection Container/Tube: Preferred:Mintgreen top (lithium heparin gel) Acceptable:Green top (lithium heparin) Submission Container/Tube:Plastic vial Specimen Volume:1 mL Collection Instructions: 1. Plasma gel tube should be centrifuged within 2 hours of collection. 2. Green-top tube should be centrifuged, and the plasma aliquoted into a plastic vial within 2 hours of collection. | 0.5 mL | Troponin is a complex that regulates the contraction of striated muscle. It consists of 3 subunits (C, T, and I) that are located periodically along the thin filament of the myofibrils. Troponin I inhibits actomyosin ATPase. Troponin I is an inhibitory protein and exhibits in 3 isoforms: cardiac muscle, slow-twitch skeletal muscle, and fast-twitch skeletal muscle. The cardiac form of troponin I has 31 amino acid residues on its N-terminal, which allow for specific polyclonal and monoclonal antibody development, as they are not present in the skeletal forms. The cardiac specificity of this isoform improves the accuracy of diagnosis in patients with acute or chronic skeletal muscle injury and possible concomitant myocardial injury. Troponin I is the only troponin isotope present in the myocardium and is not expressed during any developmental stage in skeletal muscle. Troponin I is released into the bloodstream within hours of the onset of symptoms of myocardial infarction or ischemic damage. It can be detected at 3 to 6 hours following onset of chest pain, with peak concentrations at 12 to 16 hours, and remains elevated for 5 to 9 days. | Males > or =18 years: < or =20 ng/L Females > or =18 years: < or =15 ng/L Reference values have not been established for patients younger than 18 years old. | Elevations in cardiac troponin T (cTnT) can be due to skeletal muscle disease and not cardiac disease in certain circumstances. One way to unmask such elevations is to measure cardiac troponin I (cTnI), which will be normal in that situation. In addition, at times there are interferences that can cause spurious increases or decreases in cTnT values. Conceptually, these same interferences can occur with cTnI but in any given case, the likelihood of having both assays be confounded in that way is highly unusual. Thus, potential false-positive results would be unmasked by a normal cTnI and false-negative results by an elevated value. | A troponin value above the upper reference limit (99th percentile) value is not always indicative of myocardial infarction. Other conditions resulting in myocardial cell damage can contribute to elevated cardiac troponin I levels. These conditions include, but are not limited to, myocarditis, cardiac surgery, angina, unstable angina, congestive heart failure, and noncardiac-related causes, such as, kidney failure and pulmonary embolism. | Apple FS, Wu AHB, Sandoval Y, et al.Sex-specific 99th percentile upper reference limits for high sensitivity cardiac troponin assays derived using a universal sample bank.Clin Chem. 2020;66(3):434-444 | The Access hsTnI (high sensitivity troponin I) assay is a two-site immunoenzymatic (sandwich) assay. Monoclonal anti-cTnI (cardiac troponin I) antibody conjugated to alkaline phosphatase is added to a reaction vessel along with a surfactant-containing buffer and sample. After a short incubation, paramagnetic particles coated with monoclonal anti-cTnI antibody are added. The human cTnI binds to the anti-cTnI antibody on the solid phase, while the anti-cTnI antibody-alkaline phosphatase conjugate reacts with different antigenic sites on the cTnI molecules. After incubation in a reaction vessel, materials bound to the solid phase are held in a magnetic field while unbound materials are washed away. Then, the chemiluminescent substrate is added to the vessel and light generated by the reaction is measured with a luminometer. The light production is directly proportional to the concentration of cTnI in the sample. The amount of analyte in the sample is determined from a stored, multi-point calibration curve.(Package insert: ACCESS hsTnI. Beckman Coulter; 10/2021) | 2 to 3 days | 7 days | This test has been cleared, approved, or is exempt by the US Food and Drug Administration and is used per manufacturer's instructions. Performance characteristics were verified by Mayo Clinic in a manner consistent with CLIA requirements. | 84484 | Troponin I, High Sensitivity, P | 89579-7 | HSTNI | Troponin I, High Sensitivity, P | 89579-7
TRPS | Troponin T, 5th Generation, Plasma | Aiding in the exclusion of the diagnosis of acute coronary syndrome in a single plasma specimen Aiding in the diagnosis of acute coronary syndrome Monitoring acute coronary syndromes and estimating prognosis Possible utility in monitoring patients with nonischemic causes of cardiac injury | Electrochemiluminescent Immunoassay (ECLIA) | Yes | Troponin T, 5th gen, P | Plasma Li Heparin | Collection Container/Tube: Preferred:Light-green top (lithium heparin gel) Acceptable: Green top (lithium heparin) Submission Container/Tube:Plastic vial Specimen Volume:1 mL Collection Instructions: 1. Lithium heparin gel tubes should be centrifuged within 2 hours of collection. 2. Plasma from lithium heparin tubes should be centrifuged and aliquoted into a plastic vial within 2 hours of collection. | 0.5 mL | Troponin T is a myofibrillar protein found in striated musculature. There are 2 types of myofilament: a thick filament containing myosin and a thin filament consisting of 3 different proteins, namely actin, tropomyosin, and troponin. Troponin is itself a complex of 3 protein subunits, which are termed troponin T, troponin I, and troponin C: -Troponin T binds the troponin complex to tropomyosin -Troponin I inhibits actomyosin ATPase in relation to the calcium concentration -Troponin C has 4 binding sites for calcium and mediates calcium dependency Troponin T is found in free cytosol and structurally bound protein. The unbound pool of troponin T is the source of early protein release in myocardial damage. Troponin T is released from the structural elements at a later stage, corresponding to the degradation of myofibrils that occurs in irreversible myocardial damage. Troponin T becomes elevated 2 to 4 hours after the onset of myocardial necrosis and can remain elevated for up to 14 days, or even longer on occasion. The most common cause of cardiac injury is myocardial ischemia (ie, acute myocardial infarction). These patients are known to have an adverse short- and long-term prognosis compared to patients with unstable angina and no elevation of troponin T. Many of these patients, especially those with troponin T elevations above 30 ng/L, benefit from an aggressive strategy with anticoagulation and an invasive interventional strategy. | Males: < or =15 ng/L Females: < or =10 ng/L | Values for healthy adults, based upon available literature and clinical guidelines, are 10 ng/L or less for women and 15 ng/L or less for men. For patients who present with suspected acute coronary syndromes, troponin T values greater than the reference interval with a rising (> or =10 ng/L over 2 hours or > or =12 ng/L over 6 hours) pattern are highly suggestive of acute cardiac injury. Decreasing values are indicative of recent cardiac injury. Serial measurement is highly recommended for the diagnosis or exclusion of acute coronary syndromes. Troponin T values greater than the reference interval are associated with adverse events in patients with ischemic heart disease and many other clinical situations. Clinical judgment is necessary to distinguish patients who have ischemic heart disease from those who do not. | As with all markers of cardiac injury, elevations of cardiac troponin T (cTnT) do not in and of themselves indicate the presence of an ischemic mechanism. Many other disease states can be associated with elevations of cTnT via mechanisms different from those that cause injury in patients with acute coronary syndromes. These include trauma including contusion, ablation, and pacing; congestive heart failure; pulmonary embolism; kidney failure; and myocarditis. | 1. Sandoval Y, Jaffe AS: Using High-Sensitivity Cardiac Troponin T for Acute Cardiac Care. Am J Med. 2017 Dec;130(12):1358-1365 2. Reichlin T, Cullen L, Parsonage WA, et al: Two-hour algorithm for triage toward rule-out and rule-in of acute myocardial infarction using high-sensitivity cardiac troponin T. Am J Med. 2015 Apr;128(4):369-379 3. Gunsolus IL, Jaffe AS, Sexter A, et al: Sex-specific 99th percentiles derived from the AACC Universal Sample Bank for the Roche Gen 5 cTnT assay: Comorbidities and statistical methods influence derivation of reference limits. Clin Biochem. 2017 Dec;50(18):1073-1077 | The cobas e immunoassayTroponin T Gen 5 method employs 2 monoclonal antibodies specifically directed against human cardiac troponin T. A biotinylated monoclonal antibody and a second monoclonal antibody labeled with a ruthenium complex react with troponin T to form a sandwich complex. After the addition of streptavidin-coated microparticles, the complex becomes bound to the solid phase via interaction of biotin and streptavidin. The reaction mixture is aspirated into the measuring cell where the microparticles are magnetically captured onto the surface of the electrode. Application of a voltage to the electrode then induces chemiluminescent emission which is measured by aphotomultiplier.(Package insert: Elecsys Troponin T Gen 5. RocheDiagnostics; V1, 10/2021) | Same day/1 day | 7 days | This test has been cleared, approved, or is exempt by the US Food and Drug Administration and is used per manufacturer's instructions. Performance characteristics were verified by Mayo Clinic in a manner consistent with CLIA requirements. | 84484 | Troponin T, 5th gen, P | 67151-1 | TRPS | Troponin T, 5th gen, P | 67151-1
TROT | Trout, IgE, Serum | Establishing a diagnosis of an allergy to trout Defining the allergen responsible for eliciting signs and symptoms Identifying allergens: -Responsible for allergic response and/or anaphylactic episode -To confirm sensitization prior to beginning immunotherapy -To investigate the specificity of allergic reactions to insect venom allergens, drugs, or chemical allergens | Fluorescence Enzyme Immunoassay (FEIA) | Yes | Trout, IgE | Serum | Collection Container/Tube: Preferred:Serum gel Acceptable:Red top Submission Container/Tube:Plastic vial Specimen Volume:0.5 mL for every 5 allergens requested Collection Instructions:Centrifuge and aliquot serum into a plastic vial. | For 1 allergen: 0.3 mL For more than 1 allergen: (0.05 mL x number of allergens) + 0.25 mL deadspace | Clinical manifestations of immediate hypersensitivity (allergic) diseases are caused by the release of proinflammatory mediators (histamine, leukotrienes, and prostaglandins) from IgE-sensitized effector cells (mast cells and basophils) when cell-bound IgE antibodies interact with an allergen. In vitro serum testing for IgE antibodies provides an indication of the immune response to allergens that may be associated with allergic disease. The allergens chosen for testing often depend upon the age of the patient, history of allergen exposure, season of the year, and clinical manifestations. In individuals predisposed to develop allergic disease, the sequence of sensitization and clinical manifestations proceed as follows: eczema and respiratory disease (rhinitis and bronchospasm) in infants and children less than 5 years due to food sensitivity (milk, egg, soy, and wheat proteins) followed by respiratory disease (rhinitis and asthma) in older children and adults due to sensitivity to inhalant allergens (dust mite, mold, and pollen inhalants). | Class,IgE kU/L,Interpretation, 0,<0.10,Negative, 0/1,0.10-0.34,Borderline/equivocal, 1,0.35-0.69,Equivocal, 2,0.70-3.49,Positive, 3,3.50-17.4,Positive, 4,17.5-49.9,Strongly positive, 5,50.0-99.9,Strongly positive, 6,> or =100,Strongly positive, | Detection of IgE antibodies in serum (class 1 or greater) indicates an increased likelihood of allergic disease as opposed to other etiologies and defines the allergens that may be responsible for eliciting signs and symptoms. The level of IgE antibodies in serum varies directly with the concentration of IgE antibodies expressed as a class score or kU/L. | Testing for IgE antibodies is not useful in patients previously treated with immunotherapy to determine if residual clinical sensitivity exists or in patients in whom the medical management does not depend upon identification of allergen specificity. Some individuals with clinically insignificant sensitivity to allergens may have measurable levels of IgE antibodies in serum, and test results must be interpreted in the clinical context. False-positive results for IgE antibodies may occur in patients with markedly elevated serum IgE (>2500 kU/L) due to nonspecific binding to allergen solid phases. | Homburger HA, Hamilton RG: Allergic diseases. In: McPherson RA, Pincus MR, eds. Henry's Clinical Diagnosis and Management by Laboratory Methods. 23rd ed. Elsevier; 2017:1057-1070 | Specific IgE from the patient's serum reacts with the allergen of interest, which is covalently coupled to an ImmunoCAP. After washing away nonspecific IgE, enzyme-labeled anti-IgE antibody is added to form a complex. After incubation, unbound anti-IgE is washed away, and the bound complex incubated with a developing agent. After stopping the reaction, the fluorescence of the eluate is measured. Fluorescence is proportional to the amount of specific IgE present in the patient's sample (ie, the higher the fluorescence value, the more IgE antibody is present).(Package insert: ImmunoCAP System Specific IgE FEIA. Phadia; Rev 06/2020) | Same day/1 to 3 days | 14 days | This test has been cleared, approved, or is exempt by the US Food and Drug Administration and is used per manufacturer's instructions. Performance characteristics were verified by Mayo Clinic in a manner consistent with CLIA requirements. | 86003 | Trout, IgE | 6268-7 | TROT | Trout, IgE | 6268-7
CHAGS | Trypanosoma cruzi Total Antibody, Enzyme-Linked Immunosorbent Assay, Serum | Diagnosis of chronicTrypanosomacruziinfection (Chagas disease) | Enzyme-Linked Immunosorbent Assay (ELISA) | Yes | T. cruzi Total Ab, EIA, S | Serum | Collection Container/Tube: Preferred:Serum gel Acceptable:Red top Submission Container/Tube:Plastic vial Specimen Volume:0.7 mL Collection Instructions: Centrifuge and aliquot serum into a plastic vial. | 0.6 mL | Chagas disease (American trypanosomiasis) is an acute and chronic infection caused by the protozoan hemoflagellateTrypanosoma cruzi.T cruziis endemic in many areas of South and Central America. The parasite is usually transmitted by the bite of reduviid (or "kissing") bugs of the genusTriatomabut may also be transmitted by blood transfusion, organ transplantation, food ingestion, and vertically from mother to fetus. The acute febrile infection is frequently undiagnosed and often resolves spontaneously. Diagnosis of acuteT cruziinfection is most frequently confirmed by microscopic identification of trypomastigotes in fresh preparations of anticoagulated blood or buffy coat or by molecular detection. Parasitemia decreases and is undetectable within approximately 90 days of infection. ChronicT cruziinfections are often asymptomatic but may progress to produce disabling and life-threatening cardiac (cardiomegaly, conduction defects) and gastrointestinal (megaesophagus and megacolon) disease. These damaged tissues contain the intracellular amastigote ofT cruzi.The parasite is not seen in the blood during the chronic phase. Diagnosis of chronicT cruziinfection relies on serologic detection of antibodies to this organism. However, no single serologic assay is sensitive and specific enough to be relied upon alone. Therefore, per current guidelines and the Centers of Disease Control and Prevention, serologic confirmation of chronicT cruziinfection requires positivity on 2 tests utilizing 2 different methodologies or 2 differentT cruziantigen preparations. When results are discordant, testing by a third assay is recommended to resolve the initial results or, alternatively, repeat testing on a new sample may be required. | Negative Reference values apply to all ages. | Negative: No antibodies toTrypanosomacruzi(Chagas disease) detected. Antibodies toTcruzimay be absent during acute infection, therefore a negative result cannot be used to rule out recent infection. Repeat testing in 3 to 4 weeks is recommended if clinically indicated. Indeterminate: Repeat testing in 2 to 3 weeks if clinically indicated. Reactive: Antibodies toTcruzidetected. Result is not diagnostic. Supplemental testing by a second, differentTcruziserologic assay is recommended. | False-positive results may occur in patients infected withLeishmaniaor otherTrypanosomaspecies, includingTrypanosoma rangeli. Diagnosis of chronic Chagas disease requires both clinical evaluation (including exposure history) and laboratory testing. Chagas disease should not be diagnosed based on a single serologic result alone. A single negative result does not exclude the diagnosis of Chagas disease as antibodies to the pathogen may not yet be detectable. Sensitivity of the assay may be decreased in significantly immunosuppressed patients. | 1. Bern C, Montgomery SP, Herwaldt BL, et al: Evaluation and treatment of Chagas disease in the United States: A Systematic Review. JAMA. 2007 Nov 14;298(18):2171-2181 2. Bern C, Messenger LA, Whitman JD, Maguire JH: Chagas disease in the United States: a public health approach. Clin Microbiol Rev. 2019 Nov 27;33(1):e00023-19. doi: 10.1128/CMR.00023-19 | The Wiener Chagatest ELISA recombinante v.3.0 test kit is a qualitative technique for the detection of anti-Trypanosoma cruziantibodies. The sample is diluted in the support in which the recombinant antigen (1, 2, 13, 30, 36, and SAPA) is immobilized (3rd generation method). These antigens are obtained by DNA recombinant techniques starting from specific proteins from the epimastigote and trypomastigote stages of theT cruzicorresponding to highly conserved zones among different strains. The technology used allows us to ensure an antigenic mixture of known and permanent composition batch to batch, giving reproducible, specific, and highly sensitive results. If the sample contains specific antibodies, these will form a complex with the antigens and will remain bound to the support. The unbound fraction is eliminated by washing, after which antihuman immunoglobulin antibodies conjugated to peroxidase are added. If a reaction is produced in the first step of the process, the conjugate is bound. After a new wash, the enzymatic substrate is added. If bound conjugate is present, a light-blue color is developed. The reaction is stopped by adding sulfuric acid, and the color changes to yellow.(Package insert: Chagatest ELISA recombinante v.3.0. Wiener Laboratorios S.A.I.C.; 801146000/00) | Same day/1 to 8 days | 14 days | This test has been cleared, approved, or is exempt by the US Food and Drug Administration and is used per manufacturer's instructions. Performance characteristics were verified by Mayo Clinic in a manner consistent with CLIA requirements. | 86753 | T. cruzi Total Ab, EIA, S | 57320-4 | CHAGS | T. cruzi Total Ab, EIA, S | 57320-4
TRYPN | Trypsin Immunostain, Technical Component Only | Identifying cells with acinar differentiation in the pancreas | Immunohistochemistry (IHC) | Yes | Trypsin IHC, Tech Only | For the initial technical component only immunohistochemical (IHC) stain performed, the appropriate bill-only test ID will be reflexed and charged (IHTOI). For each additional technical component only IHC stain performed, an additional bill-only test ID will be reflexed and charged (IHTOA). | Supplies:Immunostain Technical Only Envelope (T693) Specimen Type:Tissue Container/Tube:Immunostains Technical Only Envelope Preferred:2 Unstained positively charged glass slide (25- x 75- x 1-mm) per test ordered; sections 4-microns thick. Acceptable:Formalin-fixed, paraffin-embedded tissue block |  | Trypsinogen is an enzyme involved in protein metabolism that is made by the acinar cells of the exocrine pancreas. After secretion into the small intestine, it is cleaved to its active form, trypsin. In normal pancreas, the antibody stains cells within acini. Ductal cells and islet cells are negative. The antibody to trypsin can be useful in classifying carcinomas of the pancreas by identifying cells with acinar differentiation. Carcinomas with ductal or endocrine differentiation will generally be negative. |  | This test does not include pathologist interpretation, only technical performance of the stain. If interpretation is required, order PATHC / Pathology Consultation for a full diagnostic evaluation or second opinion of the case. The positive and negative controls are verified as showing appropriate immunoreactivity. If a control tissue is not included on the slide, a scanned image of the relevant quality control tissue is available upon request; call 855-516-8404. Interpretation of this test should be performed in the context of the patient's clinical history and other diagnostic tests by a qualified pathologist. | Age of a cut paraffin section can affect immunoreactivity. Stability thresholds vary widely among published literature and are antigen dependent. Best practice is for paraffin sections to be cut within 6 weeks. | 1. Bohe H, Bohe M, Lindstrom C, et al. Immunohistochemical demonstration of pancreatic secretory trypsin inhibitor in normal and neoplastic colonic mucosa. J Clin Pathol. 1990;43(11):901-904 2. Bohe H, Bohe M, Jonsson P, et al. Quantification of pancreatic secretory trypsin inhibitor in colonic carcinoma and normal adjacent colonic mucosa. J Clin Pathol. 1992;45(12):1066-1069 3. Marchbank T, Chinery R, Hanby AM, et al. Distribution and expression of pancreatic secretory trypsin inhibitor and its possible role in epithelial restitution. Am J Pathol. 1996;148(3):715-722 4.Magaki S, Hojat SA, Wei B, So A, Yong WH. An introduction to the performance of immunohistochemistry. Methods Mol Biol. 2019;1897:289-298. doi:10.1007/978-1-4939-8935-5_25 | Immunohistochemistry on sections of paraffin-embedded tissue.(Unpublished Mayo method) | 1 to 3 days | Until staining is complete. | This test has been cleared, approved, or is exempt by the US Food and Drug Administration and is used per manufacturer's instructions. Performance characteristics were verified by Mayo Clinic in a manner consistent with CLIA requirements. | 88342-TC, primary88341-TC, if additional IHC | Trypsin IHC, Tech Only | Order only;no result | 70884 | Trypsin IHC, Tech Only | Bill only; no result
TRPTS | Tryptase Immunostain, Technical Component Only | A marker of mast cells | Immunohistochemistry (IHC) | Yes | Tryptase IHC, Tech Only | For the initial technical component only immunohistochemical (IHC) stain performed, the appropriate bill-only test ID will be reflexed and charged (IHTOI). For each additional technical component only IHC stain performed, an additional bill-only test ID will be reflexed and charged (IHTOA). | Supplies:Immunostain Technical Only Envelope (T693) Specimen Type:Tissue Container/Tube:Immunostains Technical Only Envelope Preferred:2 Unstained positively charged glass slide (25- x 75- x 1-mm) per test ordered; sections 4-microns thick. Acceptable:Formalin-fixed, paraffin-embedded tissue block |  | In normal tissues, antibodies to tryptase stain mast cells with an intense cytoplasmic granular staining pattern. This marker has great utility in supporting a diagnosis of mast cell disease. |  | This test does not include pathologist interpretation, only technical performance of the stain. If interpretation is required, order PATHC / Pathology Consultation for a full diagnostic evaluation or second opinion of the case. The positive and negative controls are verified as showing appropriate immunoreactivity. If a control tissue is not included on the slide, a scanned image of the relevant quality control tissue is available upon request; call 855-516-8404. Interpretation of this test should be performed in the context of the patient's clinical history and other diagnostic tests by a qualified pathologist. | Age of a cut paraffin section can affect immunoreactivity. Stability thresholds vary widely among published literature and are antigen dependent. Best practice is for paraffin sections to be cut within 6 weeks. | 1. Horny H-P, Sotlar K, Stellmacher F, et al. The tryptase positive compact round cell infiltrate of the bone marrow (TROCI-BM): a novel histopathological finding requiring the application of lineage specific markers. J Clin Pathol. 2006;59(3):298-302 2. Irani AMA, Bradford TR, Kepley CL, et al. Detection of MCT and MCTC types of human mast cells by immunohistochemistry using new monoclonal anti-tryptase and anti-chymase antibodies. J Histochem Cytochem. 1989;37:1509-1515 3. Li, CY. Diagnosis of mastocytosis: value of cytochemistry and immunohistochemistry. Leuk Res. 2001;25:537-541 4. Li WV, Kapadia SB, Sonmez-Alpan E, Swerdlow SH. Immunohistochemical characterization of mast cell disease in paraffin sections using tryptase, CD68, myeloperoxidase, lysozyme, and CD20 antibodies. Mod Pathol. 1996;9(10):982-988 5.Magaki S, Hojat SA, Wei B, So A, Yong WH. An introduction to the performance of immunohistochemistry. Methods Mol Biol. 2019;1897:289-298. doi:10.1007/978-1-4939-8935-5_25 | Immunohistochemistry on sections of paraffin-embedded tissue.(Unpublished Mayo method) | 1 to 3 days | Until staining is complete. | This test has been cleared, approved, or is exempt by the US Food and Drug Administration and is used per manufacturer's instructions. Performance characteristics were verified by Mayo Clinic in a manner consistent with CLIA requirements. | 88342-TC, primary88341-TC, if additional IHC | Tryptase IHC, Tech Only | Order only;no result | 70885 | Tryptase IHC, Tech Only | Bill only; no result
TRYPA | Tryptase, Autopsy, Serum | Evaluation of autopsy cases in which anaphylaxis in the context of allergen exposure or mast cell activation is a suspected cause of death | Fluorescence Enzyme Immunoassay (FEIA) | Yes | Tryptase, Autopsy | Serum | Collection Container/Tube: Preferred:Serum gel Acceptable:Red top Submission Container/Tube:Plastic vial Specimen Volume:0.5 mL Collection Instructions: Centrifuge and aliquot serum into plastic vial. Additional Information:Tryptase degenerates very quickly when left in the presence of red blood cells. | 0.2 mL | Tryptase, a neutral protease, is a dominant protein component of the secretory granules of human mast cells. There are 2 forms of tryptase, designated as alpha and beta, which are encoded by 2 separate genes.(1) Both are expressed as inactive proenzymes. Alpha-protryptase and beta-protryptase are spontaneously released from resting mast cells. The levels of the protrypases reflect the total number of mass cells within the body but are not an indication of mast cell activation. Beta-protryptase is processed to a mature form, which is stored in granules and released as an active tetramer that is bound to heparan or chondroitin sulfate proteoglycans. In contrast, an amino acid change in alpha-protryptase prevents processing to a mature form. Upon mast cell activation, degranulation releases mature tryptase, which is almost exclusively in the form of beta-tryptase. During an anaphylactic episode, mast cell granules release tryptase; measurable amounts are found in blood, generally within 30 to 60 minutes.(2) The levels decline under first-order kinetics with a half-life of approximately 2 hours. Severe anaphylactic reactions can lead to fatal airway, respiratory, and circulatory compromise. Anaphylaxis as a cause of death may be suspected in individuals with a known history of allergy, previous anaphylactic episodes, or based on autopsy evidence including mucous plugging, hyperinflated lungs, and petechial hemorrhages.(3) Measurement of tryptase in postmortem serum samples may be useful in investigating deaths in which anaphylaxis is suspected. However, interpretation of results can be difficult, as the reference value for routine diagnostic testing is not applicable to postmortem samples. A recent study identified a concentration of 53.8 mcg/L for postmortem tryptase, which resulted in a sensitivity of 89% and a specificity of 93% for the identification of anaphylaxis as the cause of death.(4) However, it is unclear how widely applicable this cutoff value is, given the complexities of postmortem specimen collection and biological processes. | No established reference values | Increased concentrations of total tryptase may indicate mast cell activation occurring as a result of anaphylaxis or allergen challenge, or it may indicate an increased number of mast cells as seen in patients with mastocytosis. However, no specific cutoff value has been widely validated for autopsy specimens. | Tryptase may be low or undetectable in individuals with acute mast cell activation if specimens are obtained greater than 12 hours after an anaphylactic episode. It is recommended that postmortem tryptase be measured in serum obtained from peripheral blood sources, such as the femoral vessels. Postmortem tryptase concentrations may be affected by specimen collection technique and length of postmortem interval prior to specimen collection | 1. Lyons JJ, Yi T: Mast cell tryptases in allergic inflammation and immediate hypersensitivity. Curr Opin Immunol. 2021;72:94-106. doi: 10.10.16/j.coi.2021.04.001 2. Platzgummer S, Bizzaro N, Bilo MB, et al: Recommendations for the use of tryptase in the diagnosis of anaphylaxis and clonal mast cell disorders. Eur Ann Allergy Clin Immunol. 2020 Mar;52(2):51-61. doi:10.23822/EurAnnACI.1764-1489.133 3. Garland J, Ondruschka B, Broi UD, et al: Post mortem tryptase: a review of literature on its use, sampling and interpretation in the investigation of fatal anaphylaxis. Forensic Sci Int. 2020 Sep;314:110415. doi: 10.1016/j.forsciint.2020.110415 4. Tse R, Wong CX, Kesha K, et al: Post mortem tryptase cut-off level for anaphylactic death. Foresnic Sci Int. 2018 Mar;284:5-8. doi: 10.1016/j.forsciint.2017.12.035 | Antitryptase, covalently coupled to ImmunoCAP, reacts with tryptase in the patient serum specimen. After washing, enzyme-labeled antibodies against tryptase are added to form a complex. After incubation, unbound enzyme-labeled antibodies are washed away, and the bound complex is incubated with a developing agent. After stopping the reaction, the fluorescence in the eluate is measured. The fluorescence is directly proportional to the concentration of tryptase in the serum specimen.(Package insert: ImmunoCAP Tryptase. Phadia AB; 10/2019) | 2 to 5 days | 14 days | This test has been modified from the manufacturer's instructions. Its performance characteristics were determined by Mayo Clinic in a manner consistent with CLIA requirements. This test has not been cleared or approved by the US Food and Drug Administration. | 83520 | Tryptase, Autopsy | 21582-2 | TRYPA | Tryptase, Autopsy | 21582-2
TRYPT | Tryptase, Serum | Evaluation of individuals with suspected mast cell activation, which may occur as a result of anaphylaxis or allergen challenge Evaluation of patients with suspected cutaneous or systemic mastocytosis | Fluorescence Enzyme Immunoassay (FEIA) | Yes | Tryptase, S | For more information, seeMast Cell Disorder: Diagnostic Algorithm, Bone Marrow | Collection Container/Tube: Preferred:Serum gel Acceptable:Red top Submission Container/Tube:Plastic vial Specimen Volume:0.5 mL Collection Instructions: Centrifuge and aliquot serum into plastic vial Additional Information:Tryptase degenerates very quickly when left in the presence of red blood cells. | 0.2 mL | Tryptase, a neutral protease, is a dominant protein component of the secretory granules of human mast cells. There are 2 forms of tryptase, designated as alpha and beta, which are encoded by 2 separate genes.(1) Both are expressed as inactive proenzymes. Alpha-protryptase and beta-protryptase are spontaneously released from resting mast cells. The levels of the protrypases reflect the total number of mass cells within the body but are not an indication of mast cell activation. Beta-protryptase is processed to a mature form, which is stored in granules and released as an active tetramer that is bound to heparan or chondroitin sulfate proteoglycans. In contrast, an amino acid change in alpha-protryptase prevents processing to a mature form. Upon mast cell activation, degranulation releases mature tryptase, which is almost exclusively in the form of beta-tryptase. During an anaphylactic episode, mast cell granules release tryptase; measurable amounts are found in blood, generally within 30 to 60 minutes.(2) The levels decline under first-order kinetics with half-life of approximately 2 hours. Measurement of tryptase 1 to 6 hours and at least 24 hours after the anaphylactic episode may be useful in demonstrating a return to baseline concentrations and evaluating the kinetics of the response. Tryptase concentrations may also be increased for a period of time following allergen challenge. Mastocytosis occurs when there is clonal mast-cell proliferation, which leads to tissue accumulation.(3) Mastocytosis can be categorized as cutaneous and systemic. Cutaneous mastocytosis is generally associated with normal or slightly elevated (11.5-20.0 ng/mL) concentrations of tryptase. In systemic mastocytosis, high concentrations may be observed, with greater than 20 ng/mL being a minor criterion for the diagnosis of this condition. | <11.5 ng/mL | Transient tryptase concentrations greater than or equal to 11.5 ng/mL may be consistent with mast cell activation in the context of anaphylaxis or allergen challenge; measurement of tryptase in specimens obtained 1 to 6 hours and at least 24 hours after the episode may be useful in demonstrating a return to baseline concentrations. Basal tryptase concentrations greater than or equal to 11.5 mg/mL may be consistent with cutaneous mastocytosis. Basal tryptase concentrations greater than or equal to 20 ng/mL may be consistent with systemic mastocytosis. | Normal tryptase concentrations may be observed in some patients with acute mast cell activation if specimens are obtained greater than 12 hours after an anaphylactic episode or allergen challenge. Some individuals may demonstrate an increase in tryptase concentrations above baseline after anaphylaxis or allergen challenge while remaining below 11.5 ng/mL; measurement of tryptase in specimens obtained 1 to 6 hours and at least 24 hours after the episode may be useful in demonstrating a transient increase in concentrations. | 1. Lyons JJ, Yi T: Mast cell tryptases in allergic inflammation and immediate hypersensitivity. Curr Opin Immunol. 2021 Oct;72:94-106. doi: 10.10.16/j.coi.2021.04.001 2. Platzgummer S, Bizzaro N, Bilo MB, et al: Recommendations for the use of tryptase in the diagnosis of anaphylaxis and clonal mastcell disorders. Eur Ann Allergy Clin Immunol. 2020 Mar;52(2):51-61. doi: 10.23822/EurAnnACI.1764-1489.133 3. Theoharides TC, Valent P, Akin C: Mast cells, mastocytosis, and related disorders. N Engl J Med. 2015 Jul 9;373(2):163-172. doi: 10.1056/NEJMra1409760 | Anti-tryptase, covalently coupled to ImmunoCAP, reacts with tryptase in the patient serum specimen. After washing, enzyme-labeled antibodies against tryptase are added to form a complex. After incubation, unbound enzyme-labeled antibodies are washed away, and the bound complex is incubated with a developing agent. After stopping the reaction, the fluorescence in the eluate is measured. The fluorescence is directly proportional to the concentration of tryptase in the serum specimen.(Package insert: ImmunoCAP Tryptase. Phadia AB; 10/2019) | 2 to 5 days | 14 days | This test has been cleared, approved, or is exempt by the US Food and Drug Administration and is used per manufacturer's instructions. Performance characteristics were verified by Mayo Clinic in a manner consistent with CLIA requirements. | 83520 | Tryptase, S | 21582-2 | TRYPT | Tryptase, S | 21582-2
TRYPP | Tryptophan, Plasma | Investigating inadequate tryptophan intake and monitoring dietary treatment | Liquid Chromatography Tandem Mass Spectrometry (LC-MS/MS) | Yes | Tryptophan, P | Plasma | Patient Preparation:Patient should fast overnight (4 hours minimum); infants should have specimen collected before next feeding (2-3 hours without total parenteral nutrition if possible). Supplies:Sarstedt Aliquot Tube, 5 mL (T914) Collection Container/Tube:Green top (sodium heparin) Submission Container/Tube:Plastic vial Specimen Volume:0.5 mL Collection Instructions: 1. Collect specimen and place on wet ice. Note: Thrombin-activated tubesshould not be usedfor collection. 2. Centrifuge immediately or within 4 hours of collection if the specimen is kept at refrigerated temperature. 3. Being careful to ensure that no buffy coat is transferred, aliquot plasma into a plastic vial and freeze. | 0.3 mL | Amino acids are the basic structural units that comprise proteins and are found throughout the body. Many inborn errors of amino acid metabolism have been identified, including glutaric acidemia type 1, which affect other metabolic activities. Amino acid disorders can manifest at any time in a person's life, but most become evident in infancy or early childhood. These disorders result in the accumulation or the deficiency of 1 or more amino acids in biological fluids, which leads to the clinical signs and symptoms of the particular amino acid disorder. Tryptophan is an essential amino acid necessary for the synthesis of serotonin, melatonin, and niacin. Low plasma concentrations of tryptophan have been associated with clinical observations of insomnia, anxiety, and depression. Glutaric acidemia type 1 is an autosomal recessive disorder of tryptophan and lysine metabolism caused by a deficiency of glutaryl-CoA dehydrogenase. Early diagnosis and treatment are essential to help prevent encephalopathic crises leading to brain degeneration. These can be provoked by infections, trauma, fever, and fasting. Treatment consists of preventing neurodegeneration through L-carnitine supplementation and strict adherence to an emergency protocol. Dietary protein, particularly lysine and tryptophan, is restricted during the vulnerable period of brain development from 0 to 5 years of age. In addition to other indices of malnutrition, the measurement of plasma concentration of tryptophan is used as an indicator of appropriate dietary therapy. | <24 months: 12-103 nmol/mL 2 years-17 years: 21-114 nmol/mL > or =18 years: 21-108 nmol/mL | If the result is within the respective age-matched reference range, no interpretation is provided. When an abnormal result is reported, an interpretation may be added, including a correlation to available clinical information, elements of differential diagnosis, and recommendations for additional biochemical testing, if applicable. | Abnormal plasma concentrations of tryptophan are not diagnostic for a specific disorder and must be interpreted in the context of a patient's clinical presentation and other laboratory results. | 1. Klaessens S, Stroobant V, De Plaen E, Van den Eynde BJ.Systemic tryptophan homeostasis. Front Mol Biosci. 2022;9:897929 2. Larson A, Goodman S. Glutaric acidemia type 1. In: Adam MP, Feldman J, Mirzaa GM, et al, eds. GeneReviews [Internet]. University of Washington, Seattle; 2019. Accessed April 22, 2024. Available at www.ncbi.nlm.nih.gov/books/NBK546575/ 3. Goodman SI, Frerman FE. Organic acidemias due to defects in lysine oxidation: 2-ketoadipic acidemia and glutaric acidemia. In: Valle DL, Antonarakis S, Ballabio A, Beaudet AL, Mitchell GA. eds. The Online Metabolic and Molecular Bases of Inherited Disease. McGraw Hill; 2019. Accessed April 22, 2024. https://ommbid.mhmedical.com/content.aspx?bookid=2709&sectionid=225086303 | Quantitative analysis of amino acids is performed by liquid chromatography tandem mass spectrometry (LC-MS/MS). Patient samples are combined with isotopically labeled internal standard. Following protein precipitation, the supernatant is subjected to hydrophilic interaction liquid chromatography for the separation of isomers with MS/MS detection of the underivatized amino acids.(Unpublished Mayo method) | 3 to 5 days | 2 weeks | This test was developed and its performance characteristics determined by Mayo Clinic in a manner consistent with CLIA requirements. It has not been cleared or approved by the US Food and Drug Administration. | 82131 | Tryptophan, P | 20659-9 | 38056 | Reviewed By | 18771-6
TRYPU | Tryptophan, Random, Urine | Aiding in the screening and monitoring of Hartnup disease | Liquid Chromatography Tandem Mass Spectrometry (LC-MS/MS) | Yes | Tryptophan, U | Urine | Supplies:Urine Tubes, 10 mL (T068) Container/Tube:Plastic, 10-mL urine tube Specimen Volume:2 mL Collection Instructions:Collecta random urine specimen. | 1 mL | Amino acids are the basic units that make up proteins and are crucial to virtually all metabolic processes in the body. Tryptophan is an essential amino acid necessary for the synthesis of serotonin, melatonin, and niacin. Hartnup disease is a rare, usually benign, autosomal recessive disorder of renal and intestinal neutral amino acid transport. Reduced intestinal absorption of tryptophan and subsequent loss in the urine lead to a reduction of available tryptophan for the synthesis of niacin. The clinical features associated with Hartnup disease include an erythematous skin rash on exposed surfaces that is identical to the rash seen in pellagra (niacin deficiency) and cerebral ataxia. Biochemically, it is characterized by increased renal excretion of tryptophan and other neutral amino acids. Newborn screening studies reveal that most affected individuals remain asymptomatic, suggesting that clinical expression of symptoms is dependent on additional genetic or environmental factors (ie, multifactorial disease). | < 2 months: <241 nmol/mg creatinine 2-35 months: <329 nmol/mg creatinine 3-6 years: <222 nmol/mg creatinine 7-17 years: <218 nmol/mg creatinine > or =18 years: <140 nmol/mg creatinine | If the result is within the respective age-matched reference range, no interpretation is provided. When an abnormal result is reported, an interpretation may be added, including a correlation to available clinical information and recommendations for additional biochemical testing, if applicable. | Abnormal urine concentrations of tryptophan are not diagnostic for a specific disorder and must be interpreted in the context of a patient's clinical presentation and other laboratory results. | 1. Klaessens S, Stroobant V, De Plaen E, Van den Eynde BJ.Systemic tryptophan homeostasis. Front Mol Biosci. 2022;9:897929 2. Levy HL: Hartnup disorder. In: Valle D, Antonarakis S, Ballabio A, Beaudet AL, Mitchell GA, eds. The Online Metabolic and Molecular Bases of Inherited Disease. McGraw-Hill; 2019. Accessed April 22, 2024. Available at https://ommbid.mhmedical.com/content.aspx?bookId=2709&sectionid=225555835 | Quantitative analysis of amino acids is performed by liquid chromatography tandem mass spectrometry (LC-MS/MS). Patient samples are combined with isotopically labeled internal standard. Following protein precipitation, the supernatant is subjected to hydrophilic-interaction liquid chromatography for the separation of isomers with MS/MS detection of the underivatized amino acids.(Unpublished Mayo method) | 3 to 5 days | 2 weeks | This test was developed and its performance characteristics determined by Mayo Clinic in a manner consistent with CLIA requirements. It has not been cleared or approved by the US Food and Drug Administration. | 82131 | Tryptophan, U | 28608-8 | 113131 | Reviewed By | 18771-6
TTF40 | TTF41 (SPT24) + p40 Immunostain, Technical Component Only | Thyroid transcription factor 1 aids in the classification of carcinomas of unknown origin p40 aids in the classification of carcinomas and lymphomas | Immunohistochemistry (IHC) | Yes | TTF1 (SPT24) + p40 IHC, Tech Only | For the initial technical component only immunohistochemical (IHC) stain performed, the appropriate bill-only test ID will be reflexed and charged (IHTOI). For each additional technical component only IHC stain performed, an additional bill-only test ID will be reflexed and charged (IHTOA). | Specimen Type:Tissue Supplies:Immunostain Technical Only Envelope (T693) Container/Tube:Immunostains Technical Only Envelope (T693) Preferred:2 Unstained positively charged glass slide (25 x 75 x 1mm) per test ordered; sections 4-microns thick Acceptable:Formalin-fixed, paraffin-embedded tissue block |  | Thyroid transcription factor 1 (TTF1) is a nuclear protein (detected by the chromogen 3,3'-diaminobenzidine) expressed in thyroid follicular cells, type II pneumocytes, and a subset of bronchial cells. The p40 antibody recognizes the deltaNp63 isoform of p63 (detected by the chromogen fast red). The predominant localization of p40 is in the basal layer of the stratified squamous and transitional epithelia. Given the relative specificity of TTF1 for cells of thyroid or lung origin, TTF1 is often included in a panel to identify the primary site for carcinomas of unknown origin. The p40 antibody may help to distinguish squamous cell carcinomas from other non-small cell carcinomas. | This is not an orderable test. Order PATHC / Pathology Consultation. The consultant will determine the need for special stains. | This test does not include pathologist interpretation, only technical performance of the stain. If interpretation is required, order PATHC / Pathology Consultation for a full diagnostic evaluation or second opinion of the case. The positive and negative controls are verified as showing appropriate immunoreactivity. If a control tissue is not included on the slide, a scanned image of the relevant quality control tissue is available upon request; call 855-516-8404. Interpretation of this test should be performed in the context of the patient's clinical history and other diagnostic tests by a qualified pathologist. | Age of a cut paraffin section can affect immunoreactivity. Stability thresholds vary widely among published literature and are antigen dependent. Best practice is for paraffin sections to be cut within 6 weeks. | 1. Pelosi G, Fabbri A, Tamborini E, et al. Challenging lung carcinoma with coexistent deltaNp63/p40 and thyroid transcription factor-1 labeling within the same individual tumor cells. J Thorac Oncol. 2015;10(10):1500-1502 2. Whithaus K, Fukuoka J, Prihoda TJ, Jagirdar J. Evaluation of napsin A, cytokeratin 5/6, p63, and thyroid transcription factor 1 in adenocarcinoma versus squamous cell carcinoma of the lung. Arch Pathol Lab Med. 2012;136(2):155-162 3. Sterlacci W, Savic S, Schmid T, et al. Tissue-sparing application of the newly proposed IASLC/ATS/ERS classification of adenocarcinoma of the lung shows practical diagnostic and prognostic impact. Am J Clin Pathol. 2012;137(6):946-956 4. Magaki S, Hojat SA, Wei B, So A, Yong WH. An introduction to the performance of immunohistochemistry. Methods Mol Biol. 2019;1897:289-298. doi:10.1007/978-1-4939-8935-5_25 | Immunohistochemistry on sections of paraffin-embedded tissue.(Unpublished Mayo method) | 1 to 3 days | Until staining is complete. | This test has been cleared, approved, or is exempt by the US Food and Drug Administration and is used per manufacturer's instructions. Performance characteristics were verified by Mayo Clinic in a manner consistent with CLIA requirements. | 88344-TC | TTF1 (SPT24) + p40 IHC, Tech Only | Order only;no result | 602648 | TTF1 (SPT24) + p40 IHC, Tech Only | Bill only; no result
TTRZ | TTR Gene, Full Gene Analysis, Varies | Establishing a molecular diagnosis for patients with amyloidosis Identifying variants withinTTRknown to be associated with amyloidosis, allowing for predictive testing of at-risk family members | Sequence Capture and Targeted Next-Generation Sequencing followed by Polymerase Chain Reaction (PCR) and Sanger Sequencing | Yes | TTR Gene, Full Gene Analysis | For more information see: | Patient Preparation:A previous bone marrow transplant from an allogenic donor will interfere with testing. For instructions for testing patients who have received a bone marrow transplant, call 800-533-1710. Specimen Type:Whole blood Container/Tube: Preferred:Lavender top (EDTA) or yellow top (ACD) Acceptable:Any anticoagulant Specimen Volume:3 mL Collection Instructions: 1. Invert several times to mix blood. 2. Send whole blood specimen in original tube.Do not aliquot. Specimen Stability Information:Ambient (preferred)/Refrigerated Additional Information: To ensure minimum volume and concentration of DNA is met, the preferred volume of blood must be submitted. Testing may be canceled if DNA requirements are inadequate. | 1 mL | The systemic amyloidoses include a number of disorders of varying etiology characterized by extracellular protein deposition. The most common form is an acquired amyloidosis secondary to multiple myeloma or monoclonal gammopathy of unknown significance in which the amyloid is composed of immunoglobulin light chains. In addition to light chain amyloidosis, there are a number of acquired amyloidoses caused by the misfolding and precipitation of a wide variety of proteins. There are also hereditary forms of amyloidosis. Due to the clinical overlap between the acquired and hereditary forms, it is imperative to determine the specific type of amyloidosis in order to provide an accurate prognosis and consider appropriate therapeutic interventions. The most common hereditary amyloidosis is familial transthyretin amyloidosis, an autosomal dominant disorder caused by variants in the transthyretin (TTR) gene. The resulting amino acid substitutions lead to a relatively unstable, amyloidogenic TTR protein. Most individuals begin to exhibit clinical symptoms between the third and seventh decades of life. Typically, TTR-associated amyloidosis is progressive over a course of 5 to 15 years, and the most common cause of death is cardiomyopathy. Affected individuals may present with a variety of symptoms, including peripheral neuropathy, blindness, cardiomyopathy, nephropathy, autonomic nervous dysfunction, or bowel dysfunction. It is important to note that this assay does not detect variants associated with non-TTR forms of familial amyloidosis. | An interpretive report will be provided. | All detected variants are evaluated according to American College of Medical Genetics and Genomics recommendations.(1) Variants are classified based on known, predicted, or possible pathogenicity and reported with interpretive comments detailing their potential or known significance. | Clinical Correlations: Test results should be interpreted in the context of clinical findings, family history, and other laboratory data. Misinterpretation of results may occur if the information provided is inaccurate or incomplete. If testing was performed because of a clinically significant family history, it is often useful to first test an affected family member. Detection of a reportable variant in an affected family member would allow for more informative testing of at-risk individuals. To discuss the availability of additional testing options or for assistance in the interpretation of these results, contact the Mayo Clinic Laboratories genetic counselors at 800-533-1710. Technical Limitations: Next-generation sequencing may not detect all types of genomic variants. In rare cases, false-negative or false-positive results may occur. The depth of coverage may be variable for some target regions; assay performance below the minimum acceptable criteria or for failed regions will be noted. Given these limitations, negative results do not rule out the diagnosis of a genetic disorder. If a specific clinical disorder is suspected, evaluation by alternative methods can be considered. There may be regions of genes that cannot be effectively evaluated by sequencing or deletion and duplication analysis as a result of technical limitations of the assay, including regions of homology, high guanine-cytosine (GC) content, and repetitive sequences. Confirmation of select reportable variants will be performed by alternate methodologies based on internal laboratory criteria. This test is validated to detect 95% of deletions up to 75 base pairs (bp) and insertions up to 47 bp. Deletions-insertions (delins) of 40 or more bp, including mobile element insertions, may be less reliably detected than smaller delins. Deletion/Duplication Analysis: This analysis targets single and multi-exon deletions/duplications; however, in some instances single exon resolution cannot be achieved due to isolated reduction in sequence coverage or inherent genomic complexity. Balanced structural rearrangements (such as translocations and inversions) may not be detected. This test is not designed to detect low levels of mosaicism or to differentiate between somatic and germline variants. If there is a possibility that any detected variant is somatic, additional testing may be necessary to clarify the significance of results. For detailed information regarding gene specific performance and technical limitations, see Method Description or contact a laboratory genetic counselor. If the patient has had an allogeneic hematopoietic stem cell transplant or a recent blood transfusion, results may be inaccurate due to the presence of donor DNA. Call Mayo Clinic Laboratories for instructions for testing patients who have received a bone marrow transplant. Reclassification of Variants: Currently, it is not standard practice for the laboratory to systematically review previously classified variants on a regular basis. The laboratory encourages healthcare providers to contact the laboratory at any time to learn how the classification of a particular variant may have changed over time. Due to broadening genetic knowledge, it is possible that the laboratory may discover new information of relevance to the patient. Should that occur, the laboratory may issue an amended report. Variant Evaluation: Evaluation and categorization of variants are performed using published American College of Medical Genetics and Genomics and the Association for Molecular Pathology recommendations as a guideline.(1) Other gene-specific guidelines may also be considered. Variants are classified based on known, predicted, or possible pathogenicity and reported with interpretive comments detailing their potential or known significance. Variants classified as benign or likely benign are not reported. Multiple in silico evaluation tools may be used to assist in the interpretation of these results. The accuracy of predictions made by in silico evaluation tools is highly dependent upon the data available for a given gene, and periodic updates to these tools may cause predictions to change over time. Results from in silico evaluation tools should be interpreted with caution and professional clinical judgment. Rarely, incidental or secondary findings may implicate another predisposition or presence of active disease. These findings will be carefully reviewed to determine whether they will be reported. | 1. Richards S, Aziz N, Bale S, et al. Standards and guidelines for the interpretation of sequence variants: a joint consensus recommendation of the American College of Medical Genetics and Genomics and the Association for Molecular Pathology. Genet Med 2015;17(5):405-424. 2. Manganelli F, Fabrizi GM, Luigetti M, Mandich P, Mazzeo A, Pareyson D. Hereditary transthyretin amyloidosis overview. Neurol Sci. 2022:43:595-604. doi:10.1007/s10072-020-04889-2 | Next generation sequencing (NGS) and/or Sanger sequencing are performed to test for the presence of variants in coding regions and intron/exon boundaries ofTTR, as well as some other regions that have known disease-causing variants. The human genome reference GRCh37/hg19 build was used for sequence read alignment. At least 99% of the bases are covered at a read depth over 30X. Sensitivity is estimated at above 99% for single nucleotide variants, above 94% for deletion-insertions (delins) less than 40 base pairs (bp), above 95% for deletions up to 75 bp and insertions up to 47 bp. NGS and/or a polymerase chain reaction-based quantitative method is performed to test for the presence of deletions and duplications inTTR There may be regions ofTTRthat cannot be effectively evaluated by sequencing or deletion and duplication analysis as a result of technical limitations of the assay, including regions of homology, high guanine-cytosine (GC) content, and repetitive sequences.(Unpublished Mayo method) The reference transcript forTTRgene is NM_000371.3. Reference transcript numbers may be updated due to transcript re-versioning. Always refer to the final patient report for gene transcript information referenced at the time of testing. Confirmation of select reportable variants may be performed by alternate methodologies based on internal laboratory criteria. | 14 to 21 days | Whole blood: 2 weeks (if available); Extracted DNA: 3 months | This test was developed and its performance characteristics determined by Mayo Clinic in a manner consistent with CLIA requirements. It has not been cleared or approved by the US Food and Drug Administration. | 81404 | TTR Gene, Full Gene Analysis | 94225-0 | 617765 | Released By | 18771-6
TSCP | Tuberous Sclerosis Gene Panel, Varies | Establishing a molecular diagnosis in individuals with features of tuberous sclerosis complex (TSC). Identifying pathogenic variants within theTSC1andTSC2genes known to be associated with TSC, allowing for predictive testing of at-risk family members. Prenatal diagnosis in a fetus with ultrasound findings of TSC (eg, cardiac rhabdomyomas) | Sequence Capture and Targeted Next-Generation Sequencing followed by Polymerase Chain Reaction (PCR) and Sanger Sequencing. | Yes | Tuberous Sclerosis Gene Panel | For skin biopsy or cultured fibroblast specimens, fibroblast culture testing will be performed at an additional charge. If viable cells are not obtained, the client will be notified. | Patient Preparation:A previous bone marrow transplant from an allogenic donor will interfere with testing. For instructions for testing patients who have received a bone marrow transplant, call 800-533-1710. Submit only 1 of the following specimens: Specimen Type:Whole blood Container/Tube:Lavender top (EDTA) or yellow top (ACD) Acceptable:Any anticoagulant Specimen Volume:3 mL Collection Instructions: 1. Invert several times to mix blood. 2. Send whole blood specimen in original tube.Do not aliquot. Specimen Stability Information:Ambient (preferred)/Refrigerated Specimen Type: Skin biopsy Supplies: Fibroblast Biopsy Transport Media (T115) Container/Tube: Sterile container with any standard cell culture media (eg, minimal essential media, RPMI 1640). The solution should be supplemented with 1% penicillin and streptomycin. Specimen Volume: 4-mm punch Specimen Stability Information: Refrigerated (preferred)/Ambient Additional Information:A separate culture charge will be assessed under CULFB / Fibroblast Culture for Biochemical or Molecular Testing. An additional 3 to 4 weeks is required to culture fibroblasts before genetic testing can occur. SpecimenType: Cultured fibroblasts Container/Tube: T-25 flask SpecimenVolume: 2 Flasks CollectionInstructions: Submit confluent cultured fibroblast cells from a skin biopsy from another laboratory. Specimen Stability Information: Ambient (preferred)/Refrigerated (<24 hours) Additional Information:A separate culture charge will be assessed under CULFB / Fibroblast Culture for Biochemical or Molecular Testing. An additional 3 to 4 weeks is required to culture fibroblasts before genetic testing can occur. Specimen Type: Blood spot Supplies: Card-Blood Spot Collection (Filtration Paper) (T493) Container/Tube: Preferred: Collection card (Whatman Protein Saver 903 Paper) Acceptable: PerkinElmer 226 (formerly Ahlstrom 226) filter paper or blood spot collection card (T493) Specimen Volume: 5 Blood spots Collection Instructions: 1. An alternative blood collection option for a patient older than 1 year is a fingerstick. For detailed instructions, seeHow to Collect Dried Blood Spot Samples. 2. Let blood dry on the filter paper at ambient temperature in a horizontal position for a minimum of 3 hours. 3. Do not expose specimen to heat or direct sunlight. 4. Do not stack wet specimens. 5. Keep specimen dry. Specimen Stability Information: Ambient (preferred)/Refrigerated Additional Information: 1. Due to lower concentration of DNA yielded from blood spot, it is possible that additional specimen may be required to complete testing. 2. For collection instructions, seeBlood Spot Collection Instructions 3. For collection instructions in Spanish, seeBlood Spot Collection Card-Spanish Instructions(T777) 4. For collection instructions in Chinese, seeBlood Spot Collection Card-Chinese Instructions(T800) Specimen Type:Saliva Patient Preparation:Patient should not eat, drink, smoke, or chew gum 30 minutes prior to collection. Supplies:Saliva Swab Collection Kit (T786) Specimen Volume:1 Swab Collection Instructions:Collect and send specimen per kit instructions. Additional Information:Due to lower concentration of DNA yielded from saliva, it is possible that additional specimen may be required to complete testing. Specimen Stability Information:Ambient 30 days Prenatal Specimens Due to its complexity, consultation with the laboratory is required for all prenatal testing; call 800-533-1710 to speak to a genetic counselor. Specimen Type:Amniotic fluid Container/Tube:Amniotic fluid container Specimen Volume:20 mL Specimen Stability Information:Refrigerated (preferred)/Ambient Additional information: 1. A separate culture charge will be assessed under CULAF / Culture for Genetic Testing, Amniotic Fluid. 2. All prenatal specimens must be accompanied by a maternal blood specimen;order MATCC / Maternal Cell Contamination, Molecular Analysis, Varies on the maternal specimen. Specimen Type: Chorionic villi Container/Tube:15-mL tube containing 15 mL of transport media Specimen Volume:20 mg Specimen Stability Information:Refrigerated Additional Information: 1. A separate culture charge will be assessed under CULFB / Fibroblast Culture for Biochemical or Molecular Testing. 2. All prenatal specimens must be accompanied by a maternal blood specimen;order MATCC / Maternal Cell Contamination, Molecular Analysis, Varies on the maternal specimen. Acceptable: Specimen Type:Confluent cultured cells Container/Tube:T-25 flask Specimen Volume:2 flasks Collection Instructions:Submit confluent cultured cells from another laboratory. Specimen Stability Information:Ambient (preferred)/Refrigerated Additional Information: All prenatal specimens must be accompanied by a maternal blood specimen;order MATCC / Maternal Cell Contamination, Molecular Analysis, Varies on the maternal specimen. |  | Tuberous sclerosis complex (TSC) is an autosomal dominant neurocutaneous disorder associated with pathogenic variants in theTSC1andTSC2genes. TSC involves multiple organ systems including the skin (angiofibroma, hypomelanotic macule, Shagreen patch), brain (cortical tuber, subependymal nodule and giant cell astrocytoma, seizures including infantile spasms), kidneys (angiomyolipoma), heart (rhabdomyoma), eye (multiple retinal nodular hamartomas) and lungs (lymphangioleiomyomatosis). TSC may also be associated with autism, cognitive impairment, and psychiatric difficulties. Central nervous system tumors are the leading cause of morbidity and mortality. Approximately one-third of individuals with TSC have an affected parent, and two-thirds occur as a result of ade novodisease-causing variant. Although penetrance is complete, TSC is associated with significant inter- and intrafamilial variability in phenotype. | An interpretive report will be provided. | All detected variants are evaluated according to American College of Medical Genetics and Genomics (ACMG) recommendations. (1). Variants are classified based on known, predicted, or possible pathogenicity and reported with interpretive comments detailing their potential or known significance. | Clinical Correlations:Test results should be interpreted in the context of clinical findings, family history, and other laboratory data. Misinterpretation of results may occur if the information provided is inaccurate or incomplete. If testing was performed because of a clinically significant family history, it is often useful to first test an affected family member. Detection of a reportable variant in an affected family member would allow for more informative testing of at-risk individuals. To discuss the availability of additional testing options or for assistance in the interpretation of these results, contact Mayo Clinic Laboratories genetic counselors at 800-533-1710. Technical Limitations:Next-generation sequencing may not detect all types of genomic variants. In rare cases, false-negative or false-positive results may occur. The depth of coverage may be variable for some target regions; assay performance below the minimum acceptable criteria or for failed regions will be noted. Given these limitations, negative results do not rule out the diagnosis of a genetic disorder. If a specific clinical disorder is suspected, evaluation by alternative methods can be considered. There may be regions of genes that cannot be effectively evaluated by sequencing or deletion and duplication analysis as a result of technical limitations of the assay, including regions of homology, high guanine-cytosine (GC) content, and repetitive sequences. Confirmation of select reportable variants will be performed by alternate methodologies based on internal laboratory criteria. This test is validated to detect 95% of deletions up to 75 base pairs (bp) and insertions up to 47 bp. Deletions-insertions (delins) of 40 or more bp, including mobile element insertions, may be less reliably detected than smaller delins. Deletion/Duplication Analysis: This analysis targets single and multi-exon deletions/duplications; however, in some instances single exon resolution cannot be achieved due to isolated reduction in sequence coverage or inherent genomic complexity. Balanced structural rearrangements (such as translocations and inversions) may not be detected. This test is not designed to detect low levels of mosaicism or to differentiate between somatic and germline variants. If there is a possibility that any detected variant is somatic, additional testing may be necessary to clarify the significance of results. Genes may be added or removed based on updated clinical relevance. For detailed information regarding gene specific performance and technical limitations, see Method Description or contact a laboratory Genetic Counselor. If the patient has had an allogeneic hematopoietic stem cell transplant or a recent heterologous blood transfusion, results may be inaccurate due to the presence of donor DNA. Call Mayo Clinic Laboratories for instructions for testing patients who have received a bone marrow transplant. Reclassification of Variants:At this time, it is not standard practice for the laboratory to systematically review previously classified variants on a regular basis. The laboratory encourages health care providers to contact the laboratory at any time to learn how the classification of a particular variant may have changed over time.Due to broadening genetic knowledge, it is possible that the laboratory may discover new information of relevance to the patient. Should that occur the laboratory may issue an amended report. Variant Evaluation:Evaluation and categorization of variants are performed using published American College of Medical Genetics and Genomics and the Association for Molecular Pathology recommendations as a guideline.(1) Other gene-specific guidelines may also be considered. Variants are classified based on known, predicted, or possible pathogenicity and reported with interpretive comments detailing their potential or known significance. Variants classified as benign or likely benign are not reported. Multiple in silico evaluation tools may be used to assist in the interpretation of these results. The accuracy of predictions made by in silico evaluation tools is highly dependent upon the data available for a given gene, and periodic updates to these tools may cause predictions to change over time. Results from in silico evaluation tools should be interpreted with caution and professional clinical judgement. Rarely, incidental findings or secondary findings may implicate another predisposition or presence of active disease. These findingswill be carefully reviewed to determine whether or not they will be reported. | 1. Richards S, Aziz N, Bale S, et al: Standards and guidelines for the interpretation of sequence variants: a joint consensus recommendation of the American College of Medical Genetics and Genomics and the Association for Molecular Pathology. Genet Med. 2015 May;17(5):405-424. doi: 10.1038/gim.2015.30 2. Northrup H, Aronow M, Bebin E, et al: Updated international tuberous sclerosis complex diagnostic criteria and surveillance and management recommendations. Pediatr Neurol. 2021 Oct;123:50-66. doi: 10.1016/j.pediatrneurol.2021.07.011 | Next-generation sequencing (NGS) and/or Sanger sequencing is performed to test for the presence of variants in coding regions and intron/exon boundaries of the genes analyzed, as well as some other regions that have known disease-causing variants. The human genome reference GRCh37/hg19 build was used for sequence read alignment. At least 99% of the bases are covered at a read depth over 30X. Sensitivity is estimated at above 99% for single nucleotide variants, above 94% for deletion/insertions (delins) less than 40 base pairs (bp), above 95% for deletions up to 75 bp, and insertions up to 47 bp. NGS and/or a polymerase chain reaction (PCR)-based quantitative method is performed to test for the presence of deletions and duplications in the genes analyzed. There may be regions of genes that cannot be effectively evaluated by sequencing or deletion and duplication analysis as a result of technical limitations of the assay, including regions of homology, high guanine-cytosine (GC) content, and repetitive sequences.(Unpublished Mayo method) Genes analyzed:TSC1, TSC2 | 28 to 42 days | Whole blood: 2 weeks (if available); Extracted DNA: 3 months; Blood spots, saliva, cultured fibroblasts, skin biopsy, cord blood, amniotic fluid, cultured amniocytes, chorionic villi, cultured chorionic villi: 1 month | This test was developed and its performance characteristics determined by Mayo Clinic in a manner consistent with CLIA requirements. It has not been cleared or approved by the US Food and Drug Administration. | 814068140781265-Maternal cell contamination (if appropriate)88233-Tissue culture, skin, solid tissue biopsy (if appropriate)88235-Amniotic Fluid culture (if appropriate)88240-Cryopreservation (if appropriate)81479 (if appropriate for government payers) | Tuberous Sclerosis Gene Panel | 34650-2 | 616549 | Released By | 18771-6
RTRP2 | Tubular Reabsorption of Phosphorus, Random Urine and Serum | Assessing renal reabsorption of phosphorus in a variety of pathological conditions associated with hypophosphatemia including hypophosphatemic rickets, tumor-induced osteomalacia, and tumoral calcinosis Adjusting phosphate replacement therapy in severe deficiency states monitoring the renal tubular recovery from acquired Fanconi syndrome | RTRP: Calculation CRETR, ACREA: Enzymatic Colorimetric Assay PHOS: Photometric, Ammonium Molybdate | Yes | Tubular Phosp Reabsorption, Random | Serum | Both serum and urine are required. Specimen Type:Serum Patient Preparation:Fasting Collection Container/Tube: Preferred: Serum gel Acceptable: Red top Submission Container/Tube:Plastic vial Specimen Volume:0.5 mL Collection Instructions: 1.Centrifuge and aliquot serum into a plastic vial. 2. Label specimen as serum. Specimen Type:Urine Container/Tube:Plastic, 5-mL tube Specimen Volume:4 mL Collection Instructions: 1. Collect a random urine specimen. 2. No preservative. 3. Label specimen as urine. | Urine: 1 mL; Serum: See Specimen Required | The tubular reabsorption of phosphate (TRP) is the fraction (or percent) of filtered phosphorus that is reabsorbed by renal tubules. Its measurement is useful when evaluating patients with hypophosphatemia. In general, a reduced TRP in the presence of hypophosphatemia is indicative of a renal defect in phosphate reabsorption. The ratio of the maximum rate of tubular phosphate reabsorption to the glomerular filtration rate (TmP/GFR) is considered the most convenient way to evaluate renal phosphate transport and is referred to as the theoretical renal phosphate threshold. This corresponds to the theoretic lower limit of plasma phosphate below which all filtered phosphate would be reabsorbed. Although direct measurements of parathyroid hormone, which increases renal phosphate excretion, have replaced much of the utility of TmP/GFR measurements, it may still be useful in assessing renal reabsorption of phosphorus in a variety of pathological conditions associated with hypophosphatemia. | TUBULAR REABSORPTION OF PHOSPHORUS >80% (Although, tubular reabsorption of phosphorus levels must be interpreted in light of the prevailing plasma phosphorus and glomerular filtration rate.) TUBULAR MAXIMUM PHOSPHORUS REABSORPTION/GLOMERULAR FILTRATION RATE (TmP/GFR) 2.6-4.4 mg/dL (0.80-1.35 mmol/L) PHOSPHORUS (INORGANIC) Males 1-4 years: 4.3-5.4 mg/dL 5-13 years: 3.7-5.4 mg/dL 14-15 years: 3.5-5.3 mg/dL 16-17 years: 3.1-4.7 mg/dL > or =18 years: 2.5-4.5 mg/dL Reference values have not been established for patients that are <12 months of age. Females 1-7 years: 4.3-5.4 mg/dL 8-13 years: 4.0-5.2 mg/dL 14-15 years: 3.5-4.9 mg/dL 16-17 years: 3.1-4.7 mg/dL > or =18 years: 2.5-4.5 mg/dL Reference values have not been established for patients that are <12 months of age. PHOSPHORUS, Random Urine No established reference values Random urine phosphorus may be interpreted in conjunction with serum phosphorus, using both values to calculate fractional excretion of phosphorus. The calculation for fractional excretion (FE) of phosphorus (P) is FE(P)= ([P(urine)XCreat(serum)]/[P(serum)XCreat(urine)]) X 100 CREATININE Serum Males(1) 0-11 months: 0.17-0.42 mg/dL 1-5 years: 0.19-0.49 mg/dL 6-10 years: 0.26-0.61 mg/dL 11-14 years: 0.35-0.86 mg/dL > or =15 years: 0.74-1.35 mg/dL Females(1) 0-11 months: 0.17-0.42 mg/dL 1-5 years: 0.19-0.49 mg/dL 6-10 years: 0.26-0.61 mg/dL 11-15 years: 0.35-0.86 mg/dL > or=16 years: 0.59-1.04 mg/dL CREATININE, Random Urine 16-326 mg/dL Reference values have not been established for patients who are less than 18 years of age. | Interpretation of tubular reabsorption of phosphate (TRP) and the maximum rate of TRP to the glomerular filtration rate (TmP/GMR) is dependent upon the clinical situation and should be interpreted in conjunction with the serum phosphorous concentration. TmP/GFR is independent of dietary phosphorus intake, tissue release of phosphorus, and GFR. | No significant cautionary statements | 1.Kulasingam V, Jung BP, Blaustig IM, et al: Pediatric reference intervals for 28 chemistries and immunoassays on the Roche cobas 6000 analyzer--a CALIPER pilot study. Clin Biochem. 2010;43:1045-1050 2. Suki WN, Lederer ED, Rouse D: Renal transport of calcium, magnesium, and phosphate. In: Brenner B, ed: The kidney. 6th ed. WB Saunders Company; 2000:chap 12 3.Bijvoet OL: Relation of plasma phosphate concentration to renal tubular reabsorption of phosphate. Clin Sci. 1969;37:23-36 4.Walton RJ, Bijvoet OL: Nomogram for derivation of renal threshold phosphate Concentration. Lancet. 1975;2:309-310 5.Payne RB: Renal tubular reabsorption of phosphate (TmP/GFR): indications and interpretation. Ann Clin Biochem. 1998;35:201-206 6. Delaney MP, Lamb EJ:Kidney disease. In: Rifai N, Horvath AR, Wittwer CT, eds. Textbookof Clinical Chemistry. 6th ed. Elsevier;2018:1256-1323 | Creatinine is performed by theenzymatic method, which is based on the determination of sarcosinefrom creatinine with the aid of creatininase, creatinase, and sarcosineoxidase. The liberated hydrogen peroxide is measured via a modified Trinder reaction using a colorimetric indicator. Optimization of the buffersystem and the colorimetric indicator enables the creatinine concentration to be quantified both precisely and specifically.(Packageinsert: Creatinine plus ver 2. Roche Diagnostics; V15.0 03/2019) Inorganic phosphate forms an ammonium phosphomolybdate complex with ammonium molybdate in the presence of sulfuric acid. The concentration of phosphomolybdate formed is directly proportional to the inorganic phosphate concentration and is measures photometrically.(Package insert: Phosphate (Inorganic) ver 2. Roche Diagnostics; V11.0 07/2019) | Same day/1 day | See Individual Test IDs | This test has been cleared, approved, or is exempt by the US Food and Drug Administration and is used per manufacturer's instructions. Performance characteristics were verified by Mayo Clinic in a manner consistent with CLIA requirements. | 82565825708410084105 | Tubular Phosp Reabsorption, Random | In Process | CRETR | Creatinine, Random, U | 2161-8
TNFA | Tumor Necrosis Factor, Plasma | Evaluation of patients with suspected systemic infection, in particular infection caused by gram-negative bacteria Evaluation of patients with suspected chronic inflammatory disorders, such as rheumatoid arthritis, inflammatory bowel disease, ankylosing spondylitis, or cancers. | Electrochemiluminescence | Yes | Tumor Necrosis Factor, P | Plasma EDTA | Supplies:Sarstedt Aliquot Tube, 5 mL (T914) Collection Container/Tube:Lavender top (EDTA) Submission Container/Tube:Plastic vial Specimen Volume:0.5 mL Collection Instructions: 1. Immediately after specimen collection, place the tube on wet ice. 2. Centrifuge at 4 degrees C, 1500 xg, for 10 minutes 3. Aliquot plasma into plastic vial. 4. Freeze specimen within 2 hours of collection. | 0.3 mL | Tumor necrosis factor-alpha (TNF-alpha) is a highly pleiotropic cytokine involved in a spectrum of physiological processes that control inflammation, anti-tumor responses, and homeostasis.(1-3) The main sources of TNF-alpha are macrophages and T cells; however, many other cell types such as B cells, neutrophils, and endothelial cells have been described to produce TNF-alpha. It is expressed as a type II transmembrane protein (mbTNF-alpha) but can be cleaved to its soluble form (sTNF-alpha) with increased biological activity. Targets for TNF-alpha include 2 type I transmembrane receptors, TNF receptor I (TNFR-I or CD120a) and TNF receptor II (TNFR-II or CD120b).(2, 3) TFNR-I is expressed on every cell type except erythrocytes while TNFR-II is found only on endothelial and immune cells and can be activated by mbTNF-alpha.(1-3) Following infection, TNF-alpha produced by macrophages enhances the proliferation of T cells after stimulation with interleukin-2 (IL-2).(1) In the absence of IL-2, TNF-alpha induces the proliferation and differentiation of B cells. Due to its antitumor property, TNF-alpha can cause cell death via a number mechanisms and is also capable of chemotactic attraction of neutrophils. Additionally, it is capable of stimulating macrophages to produce acid phosphatase and collagenase, and osteoblasts to produce prostaglandin E2 and collagenase. These chemical mediators have been known to lead to bone resorption.(1-3) Due to the significant proinflammatory and immunoregulatory functions of TNF-alpha, and the wide distribution of TNFRs, the deregulation of TNF-alpha is associated with the development of several immunologic disorders and prediction of disease outcomes.(1-7) Indeed, elevated levels of TNF-alpha in serum or plasma levels have been able to predict severity in some infectious diseases such as sepsis in bacterial infections or poor outcomes in coronavirus 2019 infections.(6) In addition, TNF-alpha has been implicated in post-transplant reactions, pathological mechanisms in certain autoimmune diseases (eg, rheumatoid arthritis, inflammatory bowel disease, ankylosing spondylitis), and cancers.(1-5,7) With the FDA approval of biologic and biosimilar therapies targeting TNF-alpha in patients with these diseases, it is likely that measurement of TNF-alpha levels may be useful in management of treatment response.(4-9) | < or =2.8 pg/mL |  |  | 1. Varfolomeev E, Vucic D. Intracellular regulation of TNF activity in health and disease. Cytokine. 2018;101:26-32 2. Atretkhany KN, Gogoleva VS, Drutskaya MS, Nedospasov SA. Distinct modes of TNF signaling through its two receptors in health and disease. J Leukoc Biol. 2020;107(6):893-905 3. Salomon BL, Leclerc M, Tosello J, Ronin E, Piaggio E, Cohen JL. Tumor necrosis factor alpha and regulatory T cells in oncoimmunology. Front Immunol. 2018;9:444 4. Ridgley LA, Anderson AE, Pratt AG. What are the dominant cytokines in early rheumatoid arthritis? Curr Opin Rheumatol. 2018;30(2):207-214 5. Friedrich M, Pohin M, Powrie F. Cytokine networks in the pathophysiology of inflammatory bowel disease. Immunity. 2019;50(4):992-1006 6. Wilson JG, Simpson LJ, Ferreira AM, et al. Cytokine profile in plasma of severe COVID-19 does not differ from ARDS and sepsis. JCI Insight. 2020;5(17):e140289 7. Li Y, Yuan L, Yang J, et al. Changes in serum cytokines may predict therapeutic efficacy of tofacitinib in rheumatoid arthritis. Mediators Inflamm. 2019;2019:5617431 8. Salomon BL. Insights into the biology and therapeutic implications of TNF and regulatory T cells. Nat Rev Rheumatol. 2021;17(8):487-504 9. Willrich MAV, Murray DL, Snyder MR. Tumor necrosis factor inhibitors: clinical utility in autoimmune diseases. Trans Res 2015;165(2):270-282 | Thetumor necrosis factor (TNF)-alpha cytokine assay measures human cytokines in a 96-well spotted plate. The assay employs a sandwich immunoassay format where capture antibodies are coated on a single spot on the bottom of each well. Diluted samples, calibrators, and controls are added and to the plate. If present, TNF-alpha will bind to the capture antibodies. After incubation, a solution containing detection antibodies conjugated with electrochemiluminescent labels is added. After a final incubation, a buffer is added that creates the appropriate chemical environment for electrochemiluminescence. The plate is then read on the MSD QuickPlex SQ120. The machine applies a voltage that causes bound labels to emit measurable light. The MSD QuickPlex SQ120 measures the intensity of emitted light and correlates it to a set of standards of known quantity via a 4-point logistics curve fitting method.(Unpublished Mayo method) | 2 to 8 days | 14 days | This test was developed and its performance characteristics determined by Mayo Clinic in a manner consistent with CLIA requirements. It has not been cleared or approved by the US Food and Drug Administration. | 83520 | Tumor Necrosis Factor, P | 3074-2 | 63022 | TNF, P | 3074-2
TUNA | Tuna, IgE, Serum | Establishing a diagnosis of an allergy to tuna Defining the allergen responsible for eliciting signs and symptoms Identifying allergens: -Responsible for allergic response and/or anaphylactic episode -To confirm sensitization prior to beginning immunotherapy -To investigate the specificity of allergic reactions to insect venom allergens, drugs, or chemical allergens | Fluorescence Enzyme Immunoassay (FEIA) | Yes | Tuna, IgE | Serum | Collection Container/Tube: Preferred:Serum gel Acceptable:Red top Submission Container/Tube:Plastic vial Specimen Volume:0.5 mL for every 5 allergens requested Collection Instructions:Centrifuge and aliquot serum into a plastic vial. | For 1 allergen: 0.3 mL For more than 1 allergen: (0.05 mL x number of allergens) + 0.25 mL deadspace | Clinical manifestations of immediate hypersensitivity (allergic) diseases are caused by the release of proinflammatory mediators (histamine, leukotrienes, and prostaglandins) from IgE-sensitized effector cells (mast cells and basophils) when cell-bound IgE antibodies interact with an allergen. In vitro serum testing for IgE antibodies provides an indication of the immune response to allergens that may be associated with allergic disease. The allergens chosen for testing often depend upon the age of the patient, history of allergen exposure, season of the year, and clinical manifestations. In individuals predisposed to develop allergic disease, the sequence of sensitization and clinical manifestations proceed as follows: eczema and respiratory disease (rhinitis and bronchospasm) in infants and children less than 5 years due to food sensitivity (milk, egg, soy, and wheat proteins) followed by respiratory disease (rhinitis and asthma) in older children and adults due to sensitivity to inhalant allergens (dust mite, mold, and pollen inhalants). | Class,IgE kU/L,Interpretation, 0,<0.10,Negative, 0/1,0.10-0.34,Borderline/equivocal, 1,0.35-0.69,Equivocal, 2,0.70-3.49,Positive, 3,3.50-17.4,Positive, 4,17.5-49.9,Strongly positive, 5,50.0-99.9,Strongly positive, 6,> or =100,Strongly positive, | Detection of IgE antibodies in serum (class 1 or greater) indicates an increased likelihood of allergic disease as opposed to other etiologies and defines the allergens that may be responsible for eliciting signs and symptoms. The level of IgE antibodies in serum varies directly with the concentration of IgE antibodies expressed as a class score or kU/L. | Testing for IgE antibodies is not useful in patients previously treated with immunotherapy to determine if residual clinical sensitivity exists or in patients in whom the medical management does not depend upon identification of allergen specificity. Some individuals with clinically insignificant sensitivity to allergens may have measurable levels of IgE antibodies in serum, and test results must be interpreted in the clinical context. False-positive results for IgE antibodies may occur in patients with markedly elevated serum IgE (>2500 kU/L) due to nonspecific binding to allergen solid phases. | Homburger HA, Hamilton RG: Allergic diseases. In: McPherson RA, Pincus MR, eds. Henry's Clinical Diagnosis and Management by Laboratory Methods. 23rd ed. Elsevier; 2017:1057-1070 | Specific IgE from the patient's serum reacts with the allergen of interest, which is covalently coupled to an ImmunoCAP. After washing away nonspecific IgE, enzyme-labeled anti-IgE antibody is added to form a complex. After incubation, unbound anti-IgE is washed away, and the bound complex incubated with a developing agent. After stopping the reaction, the fluorescence of the eluate is measured. Fluorescence is proportional to the amount of specific IgE present in the patient's sample (ie, the higher the fluorescence value, the more IgE antibody is present).(Package insert: ImmunoCAP System Specific IgE FEIA. Phadia; Rev 06/2020) | 1 to 3 days | 14 days | This test has been cleared, approved, or is exempt by the US Food and Drug Administration and is used per manufacturer's instructions. Performance characteristics were verified by Mayo Clinic in a manner consistent with CLIA requirements. | 86003 | Tuna, IgE | 6270-3 | TUNA | Tuna, IgE | 6270-3
TURKF | Turkey Feathers, IgE, Serum | Establishing a diagnosis of an allergy to turkey feathers Defining the allergen responsible for eliciting signs and symptoms Identifying allergens: -Responsible for allergic response and/or anaphylactic episode -To confirm sensitization prior to beginning immunotherapy -To investigate the specificity of allergic reactions to insect venom allergens, drugs, or chemical allergens | Fluorescence Enzyme Immunoassay (FEIA) | Yes | Turkey Feathers, IgE | Serum | Collection Container/Tube: Preferred:Serum gel Acceptable:Red top Submission Container/Tube:Plastic vial Specimen Volume:0.5 mL for every 5 allergens requested Collection Instructions:Centrifuge and aliquot serum into a plastic vial. | For 1 allergen: 0.3 mL For more than 1 allergen: (0.05 mL x number of allergens) + 0.25 mL deadspace | Clinical manifestations of immediate hypersensitivity (allergic) diseases are caused by the release of proinflammatory mediators (histamine, leukotrienes, and prostaglandins) from IgE-sensitized effector cells (mast cells and basophils) when cell-bound IgE antibodies interact with an allergen. In vitro serum testing for IgE antibodies provides an indication of the immune response to allergens that may be associated with allergic disease. The allergens chosen for testing often depend upon the age of the patient, history of allergen exposure, season of the year, and clinical manifestations. In individuals predisposed to develop allergic disease, the sequence of sensitization and clinical manifestations proceed as follows: eczema and respiratory disease (rhinitis and bronchospasm) in infants and children less than 5 years due to food sensitivity (milk, egg, soy, and wheat proteins) followed by respiratory disease (rhinitis and asthma) in older children and adults due to sensitivity to inhalant allergens (dust mite, mold, and pollen inhalants). | Class,IgE kU/L,Interpretation, 0,<0.10,Negative, 0/1,0.10-0.34,Borderline/equivocal, 1,0.35-0.69,Equivocal, 2,0.70-3.49,Positive, 3,3.50-17.4,Positive, 4,17.5-49.9,Strongly positive, 5,50.0-99.9,Strongly positive, 6,> or =100,Strongly positive, | Detection of IgE antibodies in serum (class 1 or greater) indicates an increased likelihood of allergic disease as opposed to other etiologies and defines the allergens that may be responsible for eliciting signs and symptoms. The level of IgE antibodies in serum varies directly with the concentration of IgE antibodies expressed as a class score or kU/L. | Testing for IgE antibodies is not useful in patients previously treated with immunotherapy to determine if residual clinical sensitivity exists or in patients in whom the medical management does not depend upon identification of allergen specificity. Some individuals with clinically insignificant sensitivity to allergens may have measurable levels of IgE antibodies in serum, and test results must be interpreted in the clinical context. False-positive results for IgE antibodies may occur in patients with markedly elevated serum IgE (>2500 kU/L) due to nonspecific binding to allergen solid phases. | Homburger HA, Hamilton RG: Allergic diseases. In: McPherson RA, Pincus MR, eds. Henry's Clinical Diagnosis and Management by Laboratory Methods. 23rd ed. Elsevier; 2017:1057-1070 | Specific IgE from the patient's serum reacts with the allergen of interest, which is covalently coupled to an ImmunoCAP. After washing away nonspecific IgE, enzyme-labeled anti-IgE antibody is added to form a complex. After incubation, unbound anti-IgE is washed away, and the bound complex incubated with a developing agent. After stopping the reaction, the fluorescence of the eluate is measured. Fluorescence is proportional to the amount of specific IgE present in the patient's sample (ie, the higher the fluorescence value, the more IgE antibody is present).(Package insert: ImmunoCAP System Specific IgE FEIA. Phadia; Rev 06/2020) | Same day/1 to 3 days | 14 days | This test has been cleared, approved, or is exempt by the US Food and Drug Administration and is used per manufacturer's instructions. Performance characteristics were verified by Mayo Clinic in a manner consistent with CLIA requirements. | 86003 | Turkey Feathers, IgE | 7753-7 | TURKF | Turkey Feathers, IgE | 7753-7
FGORG | Turkey IgG |  | Enzyme Immunoassay (FEIA) | No | Turkey IgG | Serum | Draw blood in a plain red-top tube(s), serum gel tube(s) is acceptable. Spin down and send 0.5 mL of serum refrigerated in a plastic vial. | 0.5 mL |  | Reference ranges have not been established for food-specific IgG tests. The clinical utility of food-specific IgG tests has not been established. These tests can be used in special clinical situations to select foods for evaluation by diet elimination and challenge in patients who have food-related complaints. It should be recognized that the presence of food-specific IgG alone cannot be taken as evidence of food allergy and only indicates immunologic sensitization by the food allergen in question. This test should only be ordered by physicians who recognize the limitations of the test. |  |  |  |  | 3 to 7 days |  | This test was developed and its performance characteristics determined by Viracor Eurofins. It has not been cleared or approved by the U.S. Food and Drug Administration. | 86001 | Turkey IgG | 60411-6 | FGORG | Turkey IgG | 60411-6
TURK | Turkey, IgE, Serum | Establishing a diagnosis of an allergy to turkey Defining the allergen responsible for eliciting signs and symptoms Identifying allergens: -Responsible for allergic response and/or anaphylactic episode -To confirm sensitization prior to beginning immunotherapy -To investigate the specificity of allergic reactions to insect venom allergens, drugs, or chemical allergens | Fluorescence Enzyme Immunoassay (FEIA) | Yes | Turkey, IgE | Serum | Collection Container/Tube: Preferred:Serum gel Acceptable:Red top Submission Container/Tube:Plastic vial Specimen Volume:0.5 mL for every 5 allergens requested Collection Instructions:Centrifuge and aliquot serum into a plastic vial. | For 1 allergen: 0.3 mL For more than 1 allergen: (0.05 mL x number of allergens) + 0.25 mL deadspace | Clinical manifestations of immediate hypersensitivity (allergic) diseases are caused by the release of proinflammatory mediators (histamine, leukotrienes, and prostaglandins) from IgE-sensitized effector cells (mast cells and basophils) when cell-bound IgE antibodies interact with an allergen. In vitro serum testing for IgE antibodies provides an indication of the immune response to allergens that may be associated with allergic disease. The allergens chosen for testing often depend upon the age of the patient, history of allergen exposure, season of the year, and clinical manifestations. In individuals predisposed to develop allergic disease, the sequence of sensitization and clinical manifestations proceed as follows: eczema and respiratory disease (rhinitis and bronchospasm) in infants and children less than 5 years due to food sensitivity (milk, egg, soy, and wheat proteins) followed by respiratory disease (rhinitis and asthma) in older children and adults due to sensitivity to inhalant allergens (dust mite, mold, and pollen inhalants). | Class,IgE kU/L,Interpretation, 0,<0.10,Negative, 0/1,0.10-0.34,Borderline/equivocal, 1,0.35-0.69,Equivocal, 2,0.70-3.49,Positive, 3,3.50-17.4,Positive, 4,17.5-49.9,Strongly positive, 5,50.0-99.9,Strongly positive, 6,> or =100,Strongly positive, | Detection of IgE antibodies in serum (class 1 or greater) indicates an increased likelihood of allergic disease as opposed to other etiologies and defines the allergens that may be responsible for eliciting signs and symptoms. The level of IgE antibodies in serum varies directly with the concentration of IgE antibodies expressed as a class score or kU/L. | Testing for IgE antibodies is not useful in patients previously treated with immunotherapy to determine if residual clinical sensitivity exists or in patients in whom the medical management does not depend upon identification of allergen specificity. Some individuals with clinically insignificant sensitivity to allergens may have measurable levels of IgE antibodies in serum, and test results must be interpreted in the clinical context. False-positive results for IgE antibodies may occur in patients with markedly elevated serum IgE (>2500 kU/L) due to nonspecific binding to allergen solid phases. | Homburger HA, Hamilton RG: Allergic diseases. In: McPherson RA, Pincus MR, eds. Henry's Clinical Diagnosis and Management by Laboratory Methods. 23rd ed. Elsevier; 2017:1057-1070 | Specific IgE from the patient's serum reacts with the allergen of interest, which is covalently coupled to an ImmunoCAP. After washing away nonspecific IgE, enzyme-labeled anti-IgE antibody is added to form a complex. After incubation, unbound anti-IgE is washed away, and the bound complex incubated with a developing agent. After stopping the reaction, the fluorescence of the eluate is measured. Fluorescence is proportional to the amount of specific IgE present in the patient's sample (ie, the higher the fluorescence value, the more IgE antibody is present).(Package insert: ImmunoCAP System Specific IgE FEIA. Phadia; Rev 06/2020) | Same day/1 to 3 days | 14 days | This test has been cleared, approved, or is exempt by the US Food and Drug Administration and is used per manufacturer's instructions. Performance characteristics were verified by Mayo Clinic in a manner consistent with CLIA requirements. | 86003 | Turkey, IgE | 6271-1 | TURK | Turkey, IgE | 6271-1
FCTUR | Turmeric (Curcuma longa) IgE |  | Enzyme Immunoassay (EIA) | Yes | Turmeric IgE | Serum | Specimen Type:Serum Container/Tube:Red or SST Specimen Volume:0.5 mL Collection Instructions:Draw blood in a plain red-top tube(s), serum gel tube(s) is acceptable. Spin down and send 0.5 mL of serum refrigerated in a plastic vial. | 0.5 mL |  | <0.35 kU/L | Class IgE (kU/L) Comment 0 <0.35 Below Detection 1 0.35-0.69 Low Positive 2 0.70-3.49 Moderate Positive 3 3.50-17.49 Positive 4 17.50-49.99 Strong Positive 5 >49.99 Very Strong Positive |  |  |  | 4 to 7 days |  | This test was developed and its performance characteristics determined by Eurofins Viracor. It has not been cleared or approved by the U.S. Food and Drug Administration. | 86003 | Turmeric IgE | 30041-8 | Z3105 | Class | 102969-3
TRYPI | Tyrophagus putrescentiae, IgE, Serum | Establishing a diagnosis of an allergy toTyrophagus putrescentiae Defining the allergen responsible for eliciting signs and symptoms Identifying allergens: -Responsible for allergic response and/or anaphylactic episode -To confirm sensitization prior to beginning immunotherapy -To investigate the specificity of allergic reactions to insect venom allergens, drugs, or chemical allergens | Fluorescence Enzyme Immunoassay (FEIA) | Yes | Tyrophagus Putrescentiae, IgE | Serum | Collection Container/Tube: Preferred:Serum gel Acceptable:Red top Submission Container/Tube:Plastic vial Specimen Volume:0.5 mL for every 5 allergens requested Collection Instructions:Centrifuge and aliquot serum into a plastic vial. | For 1 allergen: 0.3 mL For more than 1 allergen: (0.05 mL x number of allergens) + 0.25 mL deadspace | Clinical manifestations of immediate hypersensitivity (allergic) diseases are caused by the release of proinflammatory mediators (histamine, leukotrienes, and prostaglandins) from IgE-sensitized effector cells (mast cells and basophils) when cell-bound IgE antibodies interact with an allergen. In vitro serum testing for IgE antibodies provides an indication of the immune response to allergens that may be associated with allergic disease. The allergens chosen for testing often depend upon the age of the patient, history of allergen exposure, season of the year, and clinical manifestations. In individuals predisposed to develop allergic disease, the sequence of sensitization and clinical manifestations proceed as follows: eczema and respiratory disease (rhinitis and bronchospasm) in infants and children less than 5 years due to food sensitivity (milk, egg, soy, and wheat proteins) followed by respiratory disease (rhinitis and asthma) in older children and adults due to sensitivity to inhalant allergens (dust mite, mold, and pollen inhalants). | Class,IgE kU/L,Interpretation, 0,<0.10,Negative, 0/1,0.10-0.34,Borderline/equivocal, 1,0.35-0.69,Equivocal, 2,0.70-3.49,Positive, 3,3.50-17.4,Positive, 4,17.5-49.9,Strongly positive, 5,50.0-99.9,Strongly positive, 6,> or =100,Strongly positive, | Detection of IgE antibodies in serum (class 1 or greater) indicates an increased likelihood of allergic disease as opposed to other etiologies and defines the allergens that may be responsible for eliciting signs and symptoms. The level of IgE antibodies in serum varies directly with the concentration of IgE antibodies expressed as a class score or kU/L. | Testing for IgE antibodies is not useful in patients previously treated with immunotherapy to determine if residual clinical sensitivity exists or in patients in whom the medical management does not depend upon identification of allergen specificity. Some individuals with clinically insignificant sensitivity to allergens may have measurable levels of IgE antibodies in serum, and test results must be interpreted in the clinical context. False-positive results for IgE antibodies may occur in patients with markedly elevated serum IgE (>2500 kU/L) due to nonspecific binding to allergen solid phases. | Homburger HA, Hamilton RG: Allergic diseases. In: McPherson RA, Pincus MR, eds. Henry's Clinical Diagnosis and Management by Laboratory Methods. 23rd ed. Elsevier; 2017:1057-1070 | Specific IgE from the patient's serum reacts with the allergen of interest, which is covalently coupled to an ImmunoCAP. After washing away nonspecific IgE, enzyme-labeled anti-IgE antibody is added to form a complex. After incubation, unbound anti-IgE is washed away, and the bound complex incubated with a developing agent. After stopping the reaction, the fluorescence of the eluate is measured. Fluorescence is proportional to the amount of specific IgE present in the patient's sample (ie, the higher the fluorescence value, the more IgE antibody is present).(Package insert: ImmunoCAP System Specific IgE FEIA. Phadia; Rev 06/2020) | Same day/1 to 3 days | 14 days | This test has been cleared, approved, or is exempt by the US Food and Drug Administration and is used per manufacturer's instructions. Performance characteristics were verified by Mayo Clinic in a manner consistent with CLIA requirements. | 86003 | Tyrophagus Putrescentiae, IgE | 6256-2 | TRYPI | Tyrophagus Putrescentiae, IgE | 6256-2
TYROS | Tyrosinase (TYROS) Immunostain, Technical Component Only | Aiding in the identification of normal melanocytes and malignant melanoma | Immunohistochemistry (IHC) | Yes | Tyrosinase IHC, Tech Only | For the initial technical component only immunohistochemical (IHC) stain performed, the appropriate bill-only test ID will be reflexed and charged (IHTOI). For each additional technical component only IHC stain performed, an additional bill-only test ID will be reflexed and charged (IHTOA). | Supplies:Immunostain Technical Only Envelope (T693) Specimen Type:Tissue Container/Tube:Immunostains Technical Only Envelope Preferred:2 Unstained positively charged glass slide (25- x 75- x 1-mm) per test ordered; sections 4-microns thick. Acceptable:Formalin-fixed, paraffin-embedded tissue block |  | Tyrosinase is expressed in the majority of melanomas, making it a useful diagnostic marker. This antibody will detect the tyrosinase enzyme in the cytoplasm of normal melanocytes as well as cells of malignant melanoma. |  | This test does not include pathologist interpretation, only technical performance of the stain. If interpretation is required, order PATHC / Pathology Consultation for a full diagnostic evaluation or second opinion of the case. The positive and negative controls are verified as showing appropriate immunoreactivity. If a control tissue is not included on the slide, a scanned image of the relevant quality control tissue is available upon request; call 855-516-8404. Interpretation of this test should be performed in the context of the patient's clinical history and other diagnostic tests by a qualified pathologist. | Age of a cut paraffin section can affect immunoreactivity. Stability thresholds vary widely among published literature and are antigen dependent. Best practice is for paraffin sections to be cut within 6 weeks. | 1. Clarkson KS, Sturdgess IC, Molyneux AJ. The usefulness of tyrosinase in the immunohistochemical assessment of melanocytic lesions: a comparison of the novel T311 antibody (anti-tyrosinase) with S-100, HMB45, and A103 (anti-melan-A). J Clin Pathol. 2001;54(3):196-200 2. Orchard GE. Comparison of immunohistochemical labelling of melanocyte differentiation antibodies melan-A, tyrosinase and HMB 45 with NKIC3 and S100 protein in the evaluation of benign naevi and malignant melanoma. Histochem J. 2000;32(8):475-481 3. Kaufmann O, Koch S, Burghardt J, Audring H, Dietel M. Tyrosinase, melan-A, and KBA62 as markers for the immunohistochemical identification of metastatic amelanotic melanomas on paraffin sections. Mod Pathol. 1998;11(8):740-746 4. Torres-Mora J, Dry S, Li X, Binder S, Amin M, Folpe AL. Malignant melanotic schwannian tumor: a clinicopathologic, immunohistochemical, and gene expression profiling study of 40 cases, with a proposal for the reclassification of "melanotic schwannoma". Am J Surg Pathol. 2014;38(1):94-105 5. Xu X, Chu AY, Pasha TL, Elder DE, Zhang PJ. Immunoprofile of MITF, tyrosinase, melan-A, and MAGE-1 in HMB45-negative melanomas. Am J Surg Pathol. 2002;26(1):82-87 6. Magaki S, Hojat SA, Wei B, So A, Yong WH. An introduction to the performance of immunohistochemistry. Methods Mol Biol. 2019;1897:289-298. doi:10.1007/978-1-4939-8935-5_25 | Immunohistochemistry on sections of paraffin-embedded tissue.(Unpublished Mayo method) | 1 to 3 days | Until staining is complete. | This test has been cleared, approved, or is exempt by the US Food and Drug Administration and is used per manufacturer's instructions. Performance characteristics were verified by Mayo Clinic in a manner consistent with CLIA requirements. | 88342-TC, primary88341-TC, if additional IHC | Tyrosinase IHC, Tech Only | Order only;no result | 70889 | Tyrosinase IHC, Tech Only | Bill only; no result
TYRGP | Tyrosine Disorders Gene Panel, Varies | Follow up for abnormal biochemical results suggestive of a tyrosine disorder Establishing a molecular diagnosis for patients with tyrosine disorders Identifying variants within genes known to be associated with tyrosine disorders, allowing for predictive testing of at-risk family members | Sequence Capture and Targeted Next-Generation Sequencing followed by Polymerase Chain Reaction (PCR) and Sanger Sequencing. | Yes | Tyrosine Disorders Gene Panel | For skin biopsy or cultured fibroblast specimens, fibroblast culture testing will be performed at an additional charge. If viable cells are not obtained, the client will be notified. | Patient Preparation:A previous bone marrow transplant from an allogenic donor will interfere with testing. For instructions for testing patients who have received a bone marrow transplant, call 800-533-1710. Submit only 1 of the following specimens: Specimen Type:Whole blood Container/Tube:Lavender top (EDTA) or yellow top (ACD) Specimen Volume:3 mL Collection Instructions: 1. Invert several times to mix blood. 2. Send whole blood specimen in original tube.Do notaliquot. Specimen Stability Information:Ambient (preferred) 4 days/Refrigerated 14 days Specimen Type: Skin biopsy Supplies: Fibroblast Biopsy Transport Media (T115) Container/Tube: Sterile container with any standard cell culture media (eg, minimal essential media, RPMI 1640). The solution should be supplemented with 1% penicillin and streptomycin. Specimen Volume: 4-mm punch Specimen Stability Information: Refrigerated (preferred)/Ambient Additional Information:A separate culture charge will be assessed under CULFB / Fibroblast Culture for Biochemical or Molecular Testing. An additional 3 to 4 weeks is required to culture fibroblasts before genetic testing can occur. SpecimenType: Cultured fibroblast Container/Tube: T-25 flask SpecimenVolume: 2 Flasks CollectionInstructions: Submit confluent cultured fibroblast cells from a skin biopsy from another laboratory. Cultured cells from a prenatal specimen will not be accepted. Specimen Stability Information: Ambient (preferred)/Refrigerated (<24 hours) Additional Information:A separate culture charge will be assessed under CULFB / Fibroblast Culture for Biochemical or Molecular Testing. An additional 3 to 4 weeks is required to culture fibroblasts before genetic testing can occur. Specimen Type: Blood spot Supplies:Card-Blood Spot Collection (Filter Paper) (T493) Container/Tube: Preferred: Collection card (Whatman Protein Saver 903 Paper) Acceptable: PerkinElmer 226 (formerly Ahlstrom 226) filter paper or blood spot collection card Specimen Volume: 5 Blood spots Collection Instructions: 1. An alternative blood collection option for a patient older than 1 year is a fingerstick. For detailed instructions, seeHow to Collect Dried Blood Spot Samples. 2. Let blood dry on the filter paper at ambient temperature in a horizontal position for a minimum of 3 hours. 3. Do not expose specimen to heat or direct sunlight. 4. Do not stack wet specimens. 5. Keep specimen dry. Specimen Stability Information: Ambient (preferred)/Refrigerated Additional Information: 1. Due to lower concentration of DNA yielded from blood spot, it is possible that additional specimen may be required to complete testing. 2. For collection instructions, seeBlood Spot Collection Instructions 3. For collection instructions in Spanish, seeBlood Spot Collection Card-Spanish Instructions(T777) 4. For collection instructions in Chinese, seeBlood Spot Collection Card-Chinese Instructions(T800) Specimen Type:Saliva Patient Preparation:Patient should not eat, drink, smoke, or chew gum 30 minutes prior to collection. Supplies:Saliva Swab Collection Kit (T786) Specimen Volume:1 swab Collection Instructions:Collect and send specimen per kit instructions. Specimen Stability Information:Ambient 30 days Additional Information:Due to lower concentration of DNA yielded from saliva, it is possible that additional specimen may be required to complete testing. | See Specimen Required | Tyrosinemia type 1 (hepatorenal tyrosinemia: HT-1) is an autosomal recessive condition caused by a deficiency of the enzyme fumarylacetoacetate hydrolase (FAH) in the tyrosine degradation pathway. HT-1 primarily affects the liver, kidneys, and peripheral nerves causing severe liver disease, renal tubular dysfunction, and neurologic crises. If left untreated, most patients die of liver failure in the first years of life, and all are at risk of developing hepatocellular carcinoma (HCC). The incidence of HT-1 is approximately 1 in 100,000 live births. Other causes for increased levels of tyrosine in plasma amino acid analysis include tyrosinemia type II, tyrosinemia type III, and hawkinsinuria, although diagnosis for this condition is typically based on the presence of hawkinsin in the urine. Alkaptonuria, another condition in the tyrosine degradation pathway, is characterized by increased plasma and urinary homogentisic acid. Urine turns dark upon standing and alkalinization. | An interpretive report will be provided. | All detected alterations are evaluated according to American College of Medical Genetics and Genomicsrecommendations.(1) Variants are classified based on known, predicted, or possible pathogenicity and reported with interpretive comments detailing their potential or known significance. | Clinical Correlations: Test results should be interpreted in the context of clinical findings, family history, and other laboratory data. Misinterpretation of results may occur if the information provided is inaccurate or incomplete. If testing was performed because of a clinically significant family history, it is often useful to first test an affected family member. Detection of at least one reportable variant in an affected family member would allow for more informative testing of at-risk individuals. To discuss the availability of additional testing options or for assistance in the interpretation of these results, contact the Mayo Clinic Laboratories genetic counselors at 800-533-1710. Technical Limitations: Next-generation sequencing may not detect all types of genomic variants. In rare cases, false-negative or false-positive results may occur. The depth of coverage may be variable for some target regions; assay performance below the minimum acceptable criteria or for failed regions will be noted. Given these limitations, negative results do not rule out the diagnosis of a genetic disorder. If a specific clinical disorder is suspected, evaluation by alternative methods can be considered. There may be regions of genes that cannot be effectively evaluated by sequencing or deletion and duplication analysis as a result of technical limitations of the assay, including regions of homology, high guanine-cytosine (GC) content, and repetitive sequences. Confirmation of select reportable variants will be performed by alternate methodologies based on internal laboratory criteria. This test is validated to detect 95% of deletions up to 75 base pairs (bp) and insertions up to 47 bp.Deletions-insertions (delins)of 40 or more bp, including mobile element insertions, may be less reliably detected than smallerdelins. Deletion/Duplication Analysis: This analysis targets single and multi-exon deletions/duplications; however, in some instances single exon resolution cannot be achieved due to isolated reduction in sequence coverage or inherent genomic complexity. Balanced structural rearrangements (such as translocations and inversions) may not be detected. This test is not designed to detect low levels of mosaicism or to differentiate between somatic and germline variants. If there is a possibility that any detected variant is somatic, additional testing may be necessary to clarify the significance of results. Genes may be added or removed based on updated clinical relevance. For detailed information regarding gene-specific performance and technical limitations, see Method Description or contact a laboratory genetic counselor. If the patient has had an allogeneic hematopoietic stem cell transplant or a recent heterologous blood transfusion, results may be inaccurate due to the presence of donor DNA. Call Mayo Clinic Laboratories for instructions for testing patients who have received a bone marrow transplant. Reclassification of Variants: Currently, it is not standard practice for the laboratory to systematically review previously classified variants on a regular basis. The laboratory encourages healthcare providers to contact the laboratory at any time to learn how the classification of a particular variant may have changed over time. Due to broadening genetic knowledge, it is possible that the laboratory may discover new information of relevance to the patient. Should that occur, the laboratory may issue an amended report. Variant Evaluation: Evaluation and categorization of variants is performed using published American College of Medical Genetics and Genomics and the Association for Molecular Pathology recommendations as a guideline. Other gene-specific guidelines may also be considered. Variants are classified based on known, predicted, or possible pathogenicity and reported with interpretive comments detailing their potential or known significance. Variants classified as benign or likely benign are not reported. Multiple in silico evaluation tools may be used to assist in the interpretation of these results. The accuracy of predictions made by in silico evaluation tools is highly dependent upon the data available for a given gene, and periodic updates to these tools may cause predictions to change over time. Results from in silico evaluation tools should be interpreted with caution and professional clinical judgment. Rarely, incidental or secondary findings may implicate another predisposition or presence of active disease. These findings will be carefully reviewed to determine whether they will be reported. | 1. Richards S, Aziz N, Bale S, et al. Standards and guidelines for the interpretation of sequence variants: a joint consensus recommendation of the American College of Medical Genetics and Genomics and the Association for Molecular Pathology. Genet Med. 2015;17(5):405-424 2. Chinsky JM, Singh R, Ficiciolglu C, et al. Diagnosis and treatment of tyrosinemia type I: a US and Canadian consensus group review and recommendations. Genet Med. 2017;19(12). doi:10.1038/gim.2017.101 3. OMIM. Number 203500: Alkaptonuria; AKU. Johns Hopkins University; Updated: March 8,2024. Accessed March 8, 2024. Available at https://omim.org/ | Next-generation sequencing (NGS) and Sanger sequencing are performed to test for the presence of variants in coding regions and intron/exon boundaries of the genes analyzed, as well as some other regions that have known disease-causing variants. The human genome reference GRCh37/hg19 build was used for sequence read alignment. At least 99% of the bases are covered at a read depth over 30X. Sensitivity is estimated to be over 99% for single nucleotide variants, over 94% for deletions/insertions (delins) less than 40 base pairs (bp), and over 95% for deletions up to 75 bp and insertions up to 47 bp. NGS and/or a polymerase chain reaction based quantitative method is performed to test for the presence of deletions and duplications in the genes analyzed. There may be regions of genes that cannot be effectively evaluated by sequencing or deletion and duplication analysis as a result of technical limitations of the assay, including regions of homology, high guanine-cytosine (GC) content, and repetitive sequences. SeeTargeted Genes and Methodology Details for Tyrosine Disorders Gene Panelfor details regarding the targeted genes analyzed and specific gene regions not routinely covered.(Unpublished Mayo method) Genes analyzed:FAH,HGD,HPD, andTAT | 21 to 28 days | Whole blood: 2 weeks (if available); Extracted DNA: 3 months; Blood spots/Sa;iva: 1 month | This test was developed and its performance characteristics determined by Mayo Clinic in a manner consistent with CLIA requirements. It has not been cleared or approved by the US Food and Drug Administration. | 814068147988233-Tissue culture, skin, solid tissue biopsy (if appropriate)88240-Cryopreservation (if appropriate)81479 (if appropriate for government payers) | Tyrosine Disorders Gene Panel | 105266-1 | 608811 | Released By | 18771-6
TYRBS | Tyrosinemia Follow Up Panel, Blood Spot | Monitoring of individuals with tyrosinemia type 1 (HT-1) Diagnosis of HT-1 when used in conjunction with testing for urine organic acids, liver function, alpha-fetoprotein, and molecular genetic analysis of the fumarylacetoacetate hydrolase (FAH)gene | Liquid Chromatography Tandem Mass Spectrometry (LC-MS/MS) | Yes | Tyrosinemia Follow Up Panel, BS | For more information seeNewborn Screen Follow-up for Elevated/Normal Tyrosine, Elevated Succinylacetone | Submit only 1 of the following specimen types: Preferred: Specimen Type:Blood spot Supplies:Card-Blood Spot Collection (Filter Paper) (T493) Container/Tube: Preferred:Blood Spot Collection Card Acceptable:Whatman Protein Saver 903 Paper, PerkinElmer 226 filter paper, Munktell filter paper, or blood collected in tubes containing EDTA and dried on filter paper Specimen Volume:2 Blood spots Collection Instructions: 1.An alternative blood collection option for a patient older than 1 year is a fingerstick. For detailed instructions, seeHow to Collect Dried Blood Spot Samples. 2. At least 2 spots should be complete (ie, unpunched). 3. Let blood dry on filter paper at room temperature in a horizontal position for a minimum of 3 hours. 4. Do not expose specimen to heat or direct sunlight. 5. Do not stack wet specimens. 6. Keep specimen dry. Specimen Stability Information:Ambient (preferred) 7 days/Refrigerated 14 days/Frozen 90 days Additional Information: 1. For collection instructions, seeBlood Spot Collection Instructions 2. For collection instructions in Spanish, seeBlood Spot Collection Card-Spanish Instructions(T777) 3. For collection instructions in Chinese, seeBlood Spot Collection Card-Chinese Instructions(T800) Acceptable: Specimen Type:Whole blood Container/Tube:Lavender top (EDTA) Specimen Volume:2 mL Collection Instructions:Send whole blood specimen in original tube. Do not aliquot. Specimen Stability Information:Refrigerate 6 days | Blood Spots: 1 Whole Blood: 0.5 mL | Tyrosinemia type 1 (hepatorenal tyrosinemia, HT-1) is an autosomal recessive condition caused by a deficiency of the enzyme fumarylacetoacetate hydrolase. HT-1 primarily affects the liver, kidneys, and peripheral nerves causing severe liver disease, renal tubular dysfunction, and neurologic crises. If left untreated, most patients die of liver failure in the first years of life, and all are at risk of developing hepatocellular carcinoma (HCC). The incidence of HT-1 is approximately 1 in 100,000 live births. Affected individuals can show a partial response to dietary restriction of phenylalanine and tyrosine, but dietary treatment in conjunction with the administration of 2-(2-nitro-4-trifluoromethylbenzoyl)-1,3 cyclohexanedione (NTBC; nitisinone), an inhibitor of the proximal tyrosinemia pathway, is very effective when initiated in newborns. Outcome data are promising, and to date, newborn patients treated with NTBC have not developed acute liver disease, neurologic crises, or HCC. According to treatment guidelines established in 2017, monitoring of blood NTBC concentration and succinylacetone (SUAC) levels along with measuring the dietary intake of amino acids, including tyrosine and phenylalanine are part of an individualized surveillance plan for patients with HT-1.(1) Monthly analysis of SUAC, NTBC concentration, and amino acids is suggested for the first year of life with the same compounds being monitored every 3 months to age 5 years and every 6 months thereafter. The analytes encompassed in this assay satisfy the recommendations for diagnosis and monitoring of HT-1. In particular, for NTBC, thecurrent guidelines recommend 40 nmol/mL to 60 nmol/mL plasma concentration, which corresponds to a target range for NTBC in dried blood spots of 17 nmol/mL to 26 nmol/mL based on a blood to plasma conversion factor of 2.34.(2) | TYROSINE: <4 weeks40-280 nmol/mL > or =4 weeks25-150 nmol/mL PHENYLALANINE: 27-107 nmol/mL METHIONINE 11-45 nmol/mL SUCCINYLACETONE: < or =1.0 nmol/mL NITISINONE: < or =0.5 nmol/mL | Quantitative results with reference values are reported without added interpretation. When applicable, reports of abnormal results may contain an interpretation based on available clinical information. | Bornaprine (Sormodrem) may, at least in theory, interfere with accurate measurement of 2-(2-nitro-4-trifluoromethylbenzoyl)-1,3 cyclohexanedione (NTBC, nitisinone). In rare cases of tyrosinemia type 1, tyrosine or succinylacetone may not be elevated (3). | 1. Chinsky JM, Singh R, Ficiciolglu C, et al. Diagnosis and treatment of tyrosinemia type I: a US and Canadian consensus group review and recommendations. Genet Med. 2017;19(12). doi:10.1038/gim.2017.101 2. Laeremans H, Turner C, Andersson T, et al. Inter-laboratory analytical improvement of succinylacetone and nitisinone quantification from dried blood spot samples. JIMD Rep. 2020;53(1):90-102 3. Blackburn PR, Hickey RD, Nace RA, et al. Silent tyrosinemia type I without elevated tyrosine or succinylacetone associated with liver cirrhosis and hepatocellular carcinoma. Hum Mutat. 2016;37(10):1097-1105. doi:10.1002/humu.23047 4. Sniderman King L, Trahms C, Scott CR: Tyrosinemia Type I. In: Adam MP, Feldman J, Mirzaa GM, et al, eds: GeneReviews [Internet]. University of Washington, Seattle; 2006. Updated May 25, 2017. Accessed December 26, 2023. Available at: www.ncbi.nlm.nih.gov/books/NBK1515/ | A 3-mm disk is punched out of the dried blood spot into a 96-well plate. The amino acids and nitisinone are extracted by the addition of acetonitrile and known concentrations of isotopically labeled amino acids as internal standards. The extract is moved to another 96-well plate, dried under a stream of nitrogen, and derivatized by the addition of n-butanol hydrochloric acid. Analytes are measured by liquid chromatography tandem mass spectrometry. The concentrations of the analytes are established by computerizedcomparison of ion intensities of these analytes to that of the respective internal standards.(Unpublished Mayo method) | 3 to 5 days | 1 year | This test was developed and its performance characteristics determined by Mayo Clinic in a manner consistent with CLIA requirements. It has not been cleared or approved by the US Food and Drug Administration. | 8451084030825428029982542 only (if appropriate for government payers) | Tyrosinemia Follow Up Panel, BS | 94573-3 | BG722 | Reason for Referral | 42349-1
TYRSC | Tyrosinemia Follow-Up Panel, Self-Collect, Blood Spot | Monitoring of individuals with tyrosinemia type I (hepatorenal tyrosinemia) using a patient-collected specimen | Liquid Chromatography Tandem Mass Spectrometry (LC-MS/MS) | Yes | Tyrosinemia Follow Up Panel, SC, BS | Whole blood | Supplies:Blood Spot Collection-Self Collect (T858) Container/Tube:Blood Spot Self Collection Card Specimen Volume:2 Blood spots Additional Information: 1. Order test each time the patient is to collect a dried blood specimen at home and mail the specimen directly to Mayo Clinic Laboratories. 2. Order should be placed a minimum of 3 days prior to desired date of collection. 3. Enter patient's address information for each order created, including street address (post-office [PO] boxes are not acceptable delivery locations), city, state abbreviation, zip code, country, and home phone number. 4. For each order, the Blood Spot Collection-Self Collect kit will be mailed directly to the patient for self-collection (delivery to a PO box will not occur). 5. For more information on how to collect blood spots, see the following -How to Collect Dried Blood Spot Samplesvia fingerstick. -Blood Spot Collection Instructions-Fingerstick -Blood Spot Collection Instructions-Fingerstick-Spanish | 1 Blood spot | Tyrosinemia type 1 (hepatorenal tyrosinemia: HT-1) is an autosomal recessive condition caused by a deficiency of the enzyme fumarylacetoacetate hydrolase. HT-1 primarily affects the liver, kidneys, and peripheral nerves, causing severe liver disease, renal tubular dysfunction, and neurologic crises. If left untreated, most patients die of liver failure in the first years of life, and all are at risk of developing hepatocellular carcinoma (HCC). The incidence of HT-1 is approximately 1 in 100,000 live births. Affected individuals can show a partial response to dietary restriction of phenylalanine and tyrosine, but dietary treatment in conjunction with the administration of 2-(2-nitro-4-trifluoromethylbenzoyl)-1,3 cyclohexanedione (NTBC; nitisinone), an inhibitor of the proximal tyrosinemia pathway, is very effective when initiated in newborns. Outcome data are promising, and to date, newborn patients treated with NTBC have not developed acute liver disease, neurologic crises, or HCC. According to treatment guidelines established in 2017, monitoring of blood NTBC concentration and succinylacetone (SUAC) levels, along with measuring the dietary intake of amino acids, including tyrosine and phenylalanine, are part of an individualized surveillance plan for patients with HT-1.(1) Monthly analysis of SUAC, NTBC concentration, and amino acids is suggested for the first year of life with the same compounds being monitored every 3 months to age 5 years and every 6 months thereafter. The analytes encompassed in this assay satisfy the recommendations for diagnosing and monitoring HT-1. In particular, for NTBC, thecurrent guidelines recommend 40 nmol/mL to 60 nmol/mL plasma concentration, which corresponds to a target range for NTBC in dried blood spots of 17 nmol/mL to 26 nmol/mL based on a blood to plasma conversion factor of 2.34.(2) Data from the validation of this assay suggests that NTBC dosing could be individualized while not to exceed DBS levels of 26 nmol/mL.(3) | TYROSINE <4 weeks: 40-280 nmol/mL > or =4 weeks: 25-150 nmol/mL PHENYLALANINE: 27-107 nmol/mL METHIONINE 11-45 nmol/mL SUCCINYLACETONE: < or =1.0 nmol/mL NITISINONE: < or =0.5 nmol/mL | Quantitative results with reference values are reported without added interpretation. When applicable, reports of abnormal results may contain an interpretation based on available clinical information. | Bornaprine (Sormodrem) may, at least in theory, interfere with accurate measurement of 2-(2-nitro-4-trifluoromethylbenzoyl)-1,3 cyclohexanedione (NTBC). In rare cases of tyrosinemia type I, tyrosine or succinylacetone may not be elevated. | 1. Chinsky JM, Singh R, Ficiciolglu C, et al. Diagnosis and treatment of tyrosinemia type I: a US and Canadian consensus group review and recommendations. Genet Med. 2017;19(12). doi:10.1038/gim.2017.101 2. Laeremans H, Turner C, Andersson T, et al. Inter-laboratory analytical improvement of succinylacetone and nitisinone quantification from dried blood spot samples. JIMD Rep. 2020;53(1):90-102 3. Mitchell GA, Grompe M, Lambert M, Tanguay RM. Hypertyrosinemia. In:Valle DL, Antonarakis S, Ballabio A, Beaudet AL, Mitchell GA.eds. The Online Metabolic and Molecular Bases of Inherited Disease. McGraw-Hill; 2019. Accessed December 26, 2023. Available at https://ommbid.mhmedical.com/content.aspx?sectionid=225082825&bookid=2709#225082946 4. Blackburn PR, Hickey RD, Nace RA, et al. Silent tyrosinemia type I without elevated tyrosine or succinylacetone associated with liver cirrhosis and hepatocellular carcinoma. Hum Mutat. 2016;37(10):1097-1105. doi:10.1002/humu.23047 | A 3-mm disk is punched out of the dried blood spot onto a 96-well plate. The amino acids and nitisinone are extracted by the addition of acetonitrile and known concentrations of isotopically labeled amino acids as internal standards. The extract is moved to another 96-well plate, dried under a stream of nitrogen, and derivatized by the addition of n-butanol hydrochloric acid. Analytes are measured by liquid chromatography-tandem mass spectrometry. The concentrations of the analytes are established by computerized comparison of ion intensities of these analytes to that of the respective internal standards.(Unpublished Mayo method) | 3 to 5 days | 1 year | This test was developed and its performance characteristics determined by Mayo Clinic in a manner consistent with CLIA requirements. It has not been cleared or approved by the US Food and Drug Administration. | 0383U | Tyrosinemia Follow Up Panel, SC, BS | 94573-3 | BG733 | Patient Home Phone | 42077-8
FSABI | Tysabri (Natalizumab) Immunogenicity |  | Enzyme Linked Immunosorbent Assay (ELISA) | Yes | Tysabri/Natalizumab Immunogenicity | Serum | Collection Container/Tube: Preferred: Red Top Acceptable: Serum gel Submission Container/tube:Plastic vial Specimen Volume: 1.0 mL Collection Instructions: 1. Draw blood in a plain red-top tube(s), serum gel tube(s) is acceptable. 2. Centrifuge and aliquot 1.0 mL of serum into a plastic vial. 3 Send frozen. | See Specimen Required |  | Negative |  |  |  |  | 7 to 14 days |  | This test was developed and its performance characteristics determined by Eurofins Viracor. It has not been cleared or approved by the U.S. Food and Drug Administration. | 83516 | Tysabri/Natalizumab Immunogenicity | 49598-6 | Z4143 | Tysabri/Natalizumab Immunogenicity | 49598-6
UBA1Q | UBA1 Mutation Quantitative Detection, VEXAS syndrome, Droplet Digital PCR, Varies | Identification of pathogenic variant(s) in theUBA1gene in patients presenting with symptoms concerning for or consistent with VEXAS syndrome | Droplet Digital Polymerase Chain Reaction | Yes | UBA1 Mutation, Quant, ddPCR, V | Varies | Submit only 1 of the following specimens: Specimen Type:Whole blood Container/Tube: Preferred:Lavender top (EDTA) Acceptable:Yellow top (ACD-B) or green top (heparin) Specimen Volume:4 mL Collection Instructions: 1. Invert several times to mix blood. 2. Send whole blood specimen in original tube.Do not aliquot. 3. Label specimen as blood. Specimen Stability:Refrigerated 7 days/Ambient 7 days Specimen Type:Bone marrow aspirate Container/Tube: Preferred:Lavender top (EDTA) Acceptable:Yellow top (ACD-B) or green top (heparin) Specimen Volume:2 mL Collection Instructions: 1. Invert several times to mix bone marrow. 2. Send bone marrow specimen in original tube. Do not aliquot. 3. Label specimen as bone marrow. Specimen Stability:Refrigerated 7 days/Ambient 7 days Specimen Type:Extracted DNA from blood or bone marrow Container/Tube:1.5- to 2-mL tube with indication of volume and concentration of DNA Specimen Volume:Entire specimen Collection Instructions: 1. Label specimen as extracted DNA and source of specimen 2. Indicate volume and concentration of DNA on label. The required volume of DNA is at least 50 mcL at a concentration of 50 ng/mcL Specimen Stability:Frozen (preferred)/Refrigerated | Whole blood: 4 mL Bone marrow: 2 mL Extracted DNA: 50 mcL at 50 ng/mcL | VEXAS syndrome is caused by somatic mutations in theUBA1gene, which is located on the X-chromosome and encodes ubiquitin-activating enzyme E1, an important component in the protein ubiquitylation process. This syndrome, identified in 2020, is characterized by adult-onset rheumatologic and hematologic manifestations. Inflammatory disease can present systemically, as well with more localized findings involving the orbit, skin or ears. Hematologic abnormalities are frequently present, including low blood counts, macrocytic anemia, and characteristic vacuolated myeloid and erythroid precursor cells in the bone marrow.(1) VEXAS syndrome occurs overwhelmingly in male patients, suggesting that biologic females who might acquire aUBA1mutation may be relatively protected by the presence of the remaining normal wild type allele.(2) To date, nearly all documented cases of VEXAS syndrome have been caused by seven mutations that occur at three different sites within exon 3 of theUBA1gene: the intron 2 acceptor splice site and p.Met41 codon region (c.118-122), and the p.Ser56 codon (c.167).(1-4) Importantly, a significant number of VEXAS patients may have predisposition to develop bone marrow failure, clonal hematopoiesis, myelodysplastic syndrome, or other hematologic neoplasms (eg, plasma cell neoplasms).(2-4) Patients withUBA1mutation and features of bone marrow failure appear to be associated with poor prognosis and may not respond to standard immunosuppressive and hypomethylating agents typically utilized in the treatment of autoinflammatory disorders and myelodysplastic syndrome.(3,4) Testing for these mutations will serve to identify VEXAS syndrome patients who should be considered for alternative therapies or clinical trials. | An interpretive report will be provided. | The assay is reported as positive or negative. In positive cases, the mutation type and its variant allele fraction (VAF) are reported. VAF%= (mutant copy number)/(mutant copy number + wild-type number) The precision of this quantitative assay is very high but inter-assay variability may occur such that quantitative changes should not be considered significant if 2 single measurements differ by less than 0.5 log (3.16-fold). | Other potentialUBA1variants outside the 7 assay targets are not detected by this assay. The absence ofUBA1mutation does not exclude other causes of inflammatory disorders or clonal myeloid processes. Although most patients with VEXAS syndrome have highUBA1mutation variant fractions, this assay may not identify very low mutation burden cases below the limit of detection. | 1. Beck DB, Ferrada MA, Sikora KA, et al. Somatic mutations in UBA1 and severe adult-onset autoinflammatory disease. N Engl J Med. 2020;383(27):2628-2638 2. Grayson PC, Patel BA, Young NS. VEXAS syndrome. Blood. 2021;137(26):3591-3594 3. Huang H, Zhang W, Cai W, et al. VEXAS syndrome in myelodysplastic syndrome with autoimmune disorder. Exp Hematol Oncol. 2021;10(1):23 4. Gutierrez-Rodrigues F, Kusne Y, Fernandez J, et al. Spectrum of clonal hematopoiesis in VEXAS syndrome. Blood. 2023;142(3):244-259 5. Koster MJ, Warrington KJ. VEXAS within the spectrum of rheumatologic disease. Semin Hematol. 2021;58(4):218-225 6. Obiorah IE, Patel BA, Groarke EM, et al. Benign and malignant hematologic manifestations in patients with VEXAS syndrome due to somatic mutations in UBA1. Blood Adv. 2021;5(16):3203-3215 7. Oganesyan A, Hakobyan Y, Terrier B, Georgin-Lavialle S, Mekinian A. Looking beyond VEXAS: Coexistence of undifferentiated systemic autoinflammatory disease and myelodysplastic syndrome. Semin Hematol. 2021;58(4):247-253 8. Poulter JA, Savic S. Genetics of somatic auto-inflammatory disorders. Semin Hematol. 2021;58(4):212-217 9. Shaukat F, Hart M, Burns T, Bansal P. UBA1 and DNMT3A mutations in VEXAS syndrome. A case report and literature review. Mod Rheumatol Case Rep. 2022;6(1):134-139. doi:10.1093/mrcr/rxab021 10. Zakine E, Schell B, Battistella M, et al. UBA1 variations in neutrophilic dermatosis skin lesions of patients with VEXAS syndrome. JAMA Dermatol. 2021;157(11):1349-1354 | This test is performed using a droplet digital polymerase chain reaction (ddPCR) system. DNA extracted from patient samples is PCR-amplified using oligonucleotide primers and mutant- and wildtype-specific fluorescently labeled probes directed to the genomic target regions. Results are analyzed using dedicated software and Poisson statistics to provide absolute quantification of mutant target and wild type copies. Calculated results are reported as mutant fractional abundance (variant allele fraction %).(Unpublished Mayo method) | 4 to 8 days | Whole blood/bone marrow: 2 weeks; Extracted DNA: 3 months | This test was developed and its performance characteristics determined by Mayo Clinic in a manner consistent with CLIA requirements. It has not been cleared or approved by the US Food and Drug Administration. | 81479 | UBA1 Mutation, Quant, ddPCR, V | 104268-8 | 620939 | Signing Pathologist | 19139-5
UBIQ | Ubiquitin (UBIQ) Immunostain, Technical Component Only | Classification of neurodegenerative diseases | Immunohistochemistry (IHC) | Yes | Ubiquitin IHC, Tech Only | For the initial technical component only immunohistochemical (IHC) stain performed, the appropriate bill-only test ID will be reflexed and charged (IHTOI). For each additional technical component only IHC stain performed, an additional bill-only test ID will be reflexed and charged (IHTOA). | Supplies:Immunostain Technical Only Envelope (T693) Specimen Type:Tissue Container/Tube:Immunostains Technical Only Envelope Preferred:2 Unstained positively charged glass slide (25- x 75- x 1-mm) per test ordered; sections 4-microns thick. Acceptable:Formalin-fixed, paraffin-embedded tissue block |  | Ubiquitin is a polypeptide of approximately 8.5 kDa found in filamentous inclusions and cytosome-related organelles in human idiopathic neurodegenerative diseases, including Alzheimer disease, Pick disease, Lewy body dementia, and Parkinson disease. Ubiquitin is also expressed in Rosenthal fibers in astrocytomas. Ubiquitin protein complexes have also been found in primary lysosome-related granules in mature neutrophils. Ubiquitin labels the periphery of senile plaques and of neurofibrillary tangles in Alzheimer disease, Lewy bodies in Parkinson disease, and Mallory bodies in alcoholic liver disease. |  | This test does not include pathologist interpretation, only technical performance of the stain. If interpretation is required, order PATHC / Pathology Consultation for a full diagnostic evaluation or second opinion of the case. The positive and negative controls are verified as showing appropriate immunoreactivity. If a control tissue is not included on the slide, a scanned image of the relevant quality control tissue is available upon request; call 855-516-8404. Interpretation of this test should be performed in the context of the patient's clinical history and other diagnostic tests by a qualified pathologist. | Age of a cut paraffin section can affect immunoreactivity. Stability thresholds vary widely among published literature and are antigen dependent. Best practice is for paraffin sections to be cut within 6 weeks. | 1. Chu CT, Caruso JL, Cummings TJ, Ervin J, Rosenberg C, Hulette CM. Ubiquitin immunochemistry as a diagnostic aid for community pathologists evaluating patients who have dementia. Mod Pathol. 2000;13(4):420-426 2. Josephs KA, Holton JL, Rossor MN, et al. Frontotemporal lobar degeneration and ubiquitin immunohistochemistry. Neuropathol Appl Neurobiol. 2004;30(4):369-373 3. Katsuse O, Dickson DW. Ubiquitin immunohistochemistry of frontotemporal lobar degeneration differentiates cases with and without motor neuron disease. Alzheimer Dis Assoc Disord. 2005;19 Suppl 1:S37-S43 4. Lennox G, Lowe J, Landon M, Byrne EJ, Mayer RJ, Godwin-Austen RB. Diffuse Lewy body disease: correlative neuropathology using anti-ubiquitin immunocytochemistry. J Neurol Neurosurg Psychiatry. 1989;52(11):1236-1247 5. Mackenzie IR, Feldman HH. Ubiquitin immunohistochemistry suggests classic motor neuron disease, motor neuron disease with dementia, and frontotemporal dementia of the motor neuron disease type represent a clinicopathologic spectrum. J Neuropathol Exp Neurol. 2005;64(8):730-739 6. Magaki S, Hojat SA, Wei B, So A, Yong WH. An introduction to the performance of immunohistochemistry. Methods Mol Biol. 2019;1897:289-298. doi:10.1007/978-1-4939-8935-5_25 | Immunohistochemistry on sections of paraffin-embedded tissue.(Unpublished Mayo method) | 1 to 3 days | Until staining is complete. | This test has been cleared, approved, or is exempt by the US Food and Drug Administration and is used per manufacturer's instructions. Performance characteristics were verified by Mayo Clinic in a manner consistent with CLIA requirements. | 88342-TC, primary88341-TC, if additional IHC | Ubiquitin IHC, Tech Only | Order only;no result | 70890 | Ubiquitin IHC, Tech Only | Bill only; no result
UGTFZ | UDP-Glucuronosyltransferase 1A1 (UGT1A1), Full Gene Sequencing, Varies | Establishing a diagnosis of Crigler-Najjar syndrome type I or type II and the trait of Gilbert syndrome Establishing carrier status for Crigler-Najjar syndrome type I or type II Identifying individuals who are at risk of hyperbilirubinemia or who have Gilbert syndrome Identifying individuals who are at increased risk of adverse drug reactions or hyperbilirubinemia when taking drugs that are metabolized byUGT1A1, including atazanavir, belinostat, irinotecan, nilotinib, pazopanib, and sacituzumab govitecan Identifying individuals who may have increased drug levels when taking dolutegravir or raltegravir Follow-up testing for individuals with a suspectedUGT1A1variant, who had negative TA repeat region testing | Polymerase Chain Reaction (PCR) followed by DNA Sequence Analysis | Yes | UGT1A1 Full Gene Sequencing, V | For information seeUGT1A1Test-Ordering Algorithm. | Patient Preparation:A previous liver transplant, bone marrow transplant from an allogenic donor,or a recent (ie, <6 weeks from time of sample collection) heterologous blood transfusionwill interfere with testing. Call 800-533-1710 for instructions for testing patients who have received a bone marrow transplant. Submit only 1 of the following specimens: Specimen Type: Whole blood Container/Tube: Adults: Lavender top (EDTA) Pediatrics: Purple microtube Specimen Volume: Adults: 3 mL Pediatrics: 1 mL Collection Instructions: 1. Invert several times to mix blood. 2. Send whole blood specimen in original tube.Do not aliquot. Specimen Stability Information: Ambient (preferred) 9 days/Refrigerated 30 days Additional Information: To ensure minimum volume and concentration of DNA is met, the preferred volume of blood must be submitted. Testing may be canceled if DNA requirements are inadequate. Specimen Type: Saliva Patient Preparation:Patient should not eat, drink, smoke, or chew gum 30 minutes prior to collection. Supplies:Saliva Swab Collection Kit (T786) Container/Tube: Saliva Swab Collection Kit Specimen Volume: One swab Collection Instructions: Collect and send specimen per kit instructions. Specimen Stability Information: Ambient 30 days Additional Information:Due to lower quantity/quality of DNA yielded from saliva, some aspects of the test may not perform as well as DNA extracted from a whole blood sample. When applicable, specific gene regions that were unable to be interrogated will be noted in the report. Alternatively, additional specimen may be required to complete testing. | Whole blood: 0.45 mL; Saliva: See Specimen Required | TheUGT1A1gene contains 5 exons and is part of a gene complex located on chromosome 2q37 that encodes several enzymes called uridine diphosphate (UDP)-glucuronosyltransferases. These enzymes perform a chemical reaction called glucuronidation, a major pathway that enhances the elimination of small lipophilic molecules, such as steroids, bilirubin, hormones, and drugs, into water-soluble metabolites that can be excreted from the body. The UGT1A1 enzyme, primarily found in the liver, is responsible for the glucuronidation of bilirubin, converting it from the toxic form of bilirubin (unconjugated bilirubin) to its nontoxic, water-soluble form (conjugated bilirubin). Genetic variants inUGT1A1may cause reduced or absent UGT1A1 enzymatic activity, resulting in conditions associated with unconjugated hyperbilirubinemia, including Gilbert syndrome and Crigler-Najjar syndrome.(1-4) Gilbert syndrome is the most common hereditary cause of increased bilirubin and is characterized by total serum bilirubin levels of 1 to 6 mg/dL. Gilbert syndrome is generally considered to be an autosomal recessive trait, although autosomal dominant inheritance has been suggested in some cases. Gilbert syndrome is characterized by a 25% to 50% reduction in glucuronidation activity of the UGT1A1 enzyme, along with episodes of mild intermittent jaundice and the absence of liver disease.(1-3) Crigler-Najjar (CN) syndrome is an autosomal recessive disorder caused by more severe reductions in UGT1A1 glucuronidation activity and can be subdivided into type 1 and type 2 (CN1 and CN2). CN1 is the most severe form, with complete absence of enzyme activity and total serum bilirubin levels of 20 to 40 mg/dL. Infants with CN1 present with jaundice shortly after birth that persists thereafter.(1,2,4) CN2 is milder than CN1, with at least partial UGT1A1 activity and total serum bilirubin ranging from 6 to 20 mg/dL.(1,2,4) Phenobarbital, a drug that induces synthesis of a number of hepatic enzymes, is effective in decreasing serum bilirubin levels by approximately 25% in patients with CN2; CN1 does not respond to phenobarbital treatment. If left untreated, the buildup of bilirubin in a newborn can cause bilirubin-induced brain damage, known as kernicterus. In addition to phenobarbital, treatments of CN may include phototherapy, heme oxygenase inhibitors, oral calcium phosphate and carbonate, and liver transplantation.(1,2,4) In addition to the role of UGT1A1 in bilirubin metabolism, this enzyme also plays a role in drug metabolism. UGT1A1 is involved in the metabolism of irinotecan, a topoisomerase I inhibitor. Irinotecan is a chemotherapy drug used to treat solid tumors, including colon, rectal, and lung cancers. It is a prodrug that forms an active metabolite, SN-38. SN-38 is normally inactivated by conjugation with glucuronic acid followed by biliary excretion into the gastrointestinal tract. If UGT1A1 activity is impaired or deficient, SN-38 fails to become conjugated with glucuronic acid, increasing the concentration of SN-38. This can result in severe neutropenia and diarrhea, which can be life-threatening.(5-8) Additional drugs have also been associated with an increased risk for adverse outcomes in patients with reduced UGT1A1 enzyme activity. The US Food and Drug Administration drug labels for belinostat, nilotinib, pazopanib, and sacituzumab govitecan contain warnings for an increased risk (incidence) of adverse outcomes or increased bilirubin in patients who haveUGT1A1variants associated with reduced activity.(7) The Clinical Pharmacogenetics Implementation Consortium (CPIC) released guidelines for atazanavir treatment, indicating that patients with homozygousUGT1A1alleles associated with reduced activity or decreased expression should consider an alternate medication due to a significant risk for developing hyperbilirubinemia (jaundice).(8) Additionally, the concentration of several drugs, including dolutegravir and raltegravir, may be increased in patients with reduced UGT1A1 enzyme activity.(7) In this assay, theUGT1A1promoter, exons, and exon-intron boundaries are assessed for variants.(5) | TA Repeat Result: TA6/TA6 (Normal), TA5/TA6 (Heterozygous *36), and TA5/TA5 (Homozygous *36) Full Gene Sequence Result: No reportable variants were detected in the UGT1A1 gene by sequencing, and No additional reportable variants were detected in the UGT1A1 gene by sequencing. An interpretive report will be provided. | An interpretive report will be provided that includes assessment of risk for UGT1A1-associated adverse drug reactions as well as interpretation for hyperbilirubinemia syndromes. All detected variants are evaluated according to American College of Medical Genetics and Genomics (ACMG) recommendations.(9) Variants are classified based on known, predicted, or possible pathogenicity and reported with interpretive comments detailing their potential or known significance. For additional information regarding pharmacogenomic genes and their associated drugs, seePharmacogenomic Associations Tables. This resource includes information regarding enzyme inhibitors and inducers, as well as potential alternate drug choices. | Clinical Correlations: If the patient has had an allogeneic hematopoietic stem cell transplant (bone marrow transplant) or a recent non-leukocyte reduced blood transfusion, results may be inaccurate due to the presence of donor DNA. For individuals who have received allogeneic hematopoietic stem cell transplantation, a pretransplant DNA specimen is recommended for testing.UGT1A1genetic test results in patients who have undergone liver transplantation may not accurately reflect the patient'sUGT1A1status. Contact Mayo Clinic Laboratories for information and guidance when testing patients who have received a transplant. Absence of a detectable gene variant does not rule out the possibility that the patient may have a genetic cause for increased unconjugated bilirubin. Test results should be interpreted in the context of clinical findings, family history, and other laboratory data. Misinterpretation of results may occur if the information provided is inaccurate or incomplete. If testing was performed because of a clinically significant family history, it is often useful to first test an affected family member. Detection of a reportable variant in an affected family member would allow for more informative testing of at-risk individuals. To discuss the availability of additional testing options or for assistance in the interpretation of these results, contact Mayo Clinic Laboratories genetic counselors at 800-533-1710. Technical Limitations: Rare variants exist that could lead to false-negative or false-positive results. If results obtained do not match the clinical findings, additional testing should be considered. Reclassification of Variants: Currently, it is not standard practice for the laboratory to systematically review previously classified variants on a regular basis. The laboratory encourages healthcare providers to contact the laboratory at any time to learn how the classification of a particular variant may have changed over time. Variant Evaluation: Evaluation and categorization of variants are performed using published American College of Medical Genetics and Genomics and the Association for Molecular Pathology recommendations as a guideline.(9) Other gene-specific guidelines may also be considered. Variants are classified based on known, predicted, or possible pathogenicity and reported with interpretive comments detailing their potential or known significance. Variants classified as benign or likely benign are not reported. Multiple in silico evaluation tools may be used to assist in the interpretation of these results. The accuracy of predictions made by in silico evaluation tools is highly dependent upon the data available for a given gene, and periodic updates to these tools may cause predictions to change over time. Results from in silico evaluation tools are interpreted with caution and professional clinical judgment. | 1. Skierka JM, Kotzer KE, Lagerstedt SA, O'Kane DJ, Baudhuin LM. UGT1A1 genetic analysis as a diagnostic aid for individuals with unconjugated hyperbilirubinemia. J Pediatr. 2013;162(6):1146-1152.e11522. doi:10.1016/j.jpeds.2012.11.042 2. Moyer AM, Skierka JM, Kotzer KE, Kluge ML, Black JL, Baudhuin LM. Clinical UGT1A1 genetic analysis in pediatric patients: experience of a reference laboratory. Mol Diagn Ther. 2017;21(3):327-335. doi:10.1007/s40291-017-0265-0 3. Thoguluva Chandrasekar V, Faust TW, John S. Gilbert Syndrome. In: StatPearls [Internet]. StatPearls Publishing; Updated February 6, 2023. Accessed June 5, 2024. Available at www.ncbi.nlm.nih.gov/books/NBK470200/ 4. Bhandari J, Thada PK, Yadav D. Crigler Najjar Syndrome. In: StatPearls [Internet]. StatPearls Publishing; Updated February 12, 2024. Accessed June 5, 2024. Available from: www.ncbi.nlm.nih.gov/books/NBK562171/ 5. Goetz MP, McKean HA, Reid JM, et al. UGT1A1 genotype-guided phase I study of irinotecan, oxaliplatin, and capecitabine. Invest New Drugs. 2013;31(6):1559-1567. doi:10.1007/s10637-013-0034-9 6. Innocenti F, Schilsky RL, Ramirez J, et al. Dose-finding and pharmacokinetic study to optimize the dosing of irinotecan according to the UGT1A1 genotype of patients with cancer. J Clin Oncol. 2014;32(22):2328-2334. doi:10.1200/JCO.2014.55.2307 7. US Food and Drug Administration. Table of Pharmacogenetic Associations. Updated October 26, 2022. Accessed June 5, 2024. Available at www.fda.gov/medical-devices/precision-medicine/table-pharmacogenetic-associations 8. Gammal RS, Court MH, Haidar CE, et al. Clinical Pharmacogenetics Implementation Consortium (CPIC) guidelines for UGT1A1 and atazanavir prescribing. Clin Pharmacol Ther. 2016;99(4):363-369. doi:10.1002/cpt.269 9. Richards S, Aziz N, Bale S, et al. Standards and guidelines for the interpretation of sequence variants: a joint consensus recommendation of the American College of Medical Genetics and Genomics and the Association for Molecular Pathology. Genet Med 2015;17(5):405-424 | Genomic DNA is extracted from whole blood. TheUGT1A1gene is amplified by polymerase chain reaction (PCR). The PCR product is then purified and sequenced in both directions using fluorescent dye-terminator chemistry. Sequencing products are separated on an automated sequencer, and the trace files analyzed for sequence variants in the exons and intron/exon boundaries using variant detection software and visual inspection.(Skierka J, O'Kane D: UDP-glucuronosyltransferase 1A1 and the glucuronidation in oncology applications and hyperbilirubinemia. In: Grody WW, Nakamura RM, Kiechle FL, Strom CM, eds. Molecular Diagnostics: Techniques and Applications for the Clinical Laboratory. Academic Press; 2010:409-420) | 7 to 14 days | Whole blood/Saliva swab: 2 weeks; Extracted DNA: 3 months | This test was developed and its performance characteristics determined by Mayo Clinic in a manner consistent with CLIA requirements. It has not been cleared or approved by the US Food and Drug Administration. | 81404 | UGT1A1 Full Gene Sequencing, V | 93844-9 | 618695 | Reviewed By | 18771-6
U1A1Q | UDP-Glucuronosyltransferase 1A1 TA Repeat Genotype, UGT1A1, Varies | Identifying individuals who are at increased risk of adverse drug reactions with drugs that are metabolized by UGT1A1; especially irinotecan but also atazanavir, nilotinib, pazopanib, and belinostat Identifying individuals with Gilbert syndrome due to the presence of homozygousUGT1A1*6(c.211G>A, based on NM_000463.2) allele, TA7, homozygous TA8, or compound heterozygous *6, TA7 or TA8 Identifying individuals who are carriers of Gilbert syndrome due to the presence of heterozygous TA7 or TA8 This test isnot useful forassessment of Crigler-Najjar syndrome. | Real-Time Polymerase Chain Reaction (PCR) with Allelic Discrimination Analysis | Yes | UGT1A1 TA Repeat Genotype, V | Varies | Multiple genotype tests can be performed on a single specimen after a single extraction. SeeMultiple Genotype Test Listfor a list of tests that can be ordered together. Submit only 1 of the following specimens: Specimen Type:Whole blood Container/Tube:Lavender top (EDTA) Specimen Volume:3 mL Collection Instructions: 1. Invert several times to mix blood. 2. Send whole blood specimen in original tube.Do not aliquot. Specimen Stability Information:Ambient (preferred) 9 days/Refrigerated 30 days Additional Information: To ensure minimum volume and concentration of DNA is met, the preferred volume of blood must be submitted. Testing may be canceled if DNA requirements are inadequate. Specimen Type:Saliva Patient Preparation:Patient should not eat, drink, smoke, or chew gum 30 minutes prior to collection. Supplies:Saliva Swab Collection Kit (T786) Specimen Volume:1 Swab Collection Instructions:Collect and send specimen per kit instructions. Specimen Stability Information:Ambient 30 days Additional Information:Due to lower quantity/quality of DNA yielded from saliva, some aspects of the test may not perform as well as DNA extracted from a whole blood sample. When applicable, specific gene regions that were unable to be interrogated will be noted in the report. Alternatively, additional specimen may be required to complete testing. Specimen Type:Extracted DNA Container/Tube: 2-mL screw top tube Specimen Volume:100 mcL (microliters) Collection Instructions: 1. The preferred volume is 100 mcL at a concentration of 50 ng/mcL. 2. Provide concentration of DNA and volume on tube. Specimen Stability Information:Frozen (preferred)/Ambient/Refrigerated Additional Information: DNA must be extracted in a CLIA-certified laboratory or equivalent and must be extracted from a specimen type listed as acceptable for this test (including applicable anticoagulants). Our laboratory has experience with Chemagic, Puregene, Autopure, MagnaPure, and EZ1 extraction platforms and cannot guarantee that all extraction methods are compatible with this test. If testing fails, one repeat will be attempted, and if unsuccessful, the test will be reported as failed and a charge will be applied. If applicable, specific gene regions that were unable to be interrogated due to DNA quality will be noted in the report. | Blood: 0.4 mL; Saliva, extracted DNA: See Specimen Required | Following primary metabolism by the phase I enzymes (by oxidation, reduction, dealkylation, and cleavage in the intestines and liver), many drugs and their metabolites are further modified for excretion by a group of conjugative, phase II enzymes. One of these phase II enzymes, uridine diphosphate (UDP)-glucuronosyltransferase 1A1 (UGT1A1), is responsible for phase II conjugation of certain drugs, like atazanavir, irinotecan, nilotinib, pazopanib, and belinostat. UGT1A1 is additionally responsible for glucuronide conjugation of bilirubin, which renders the bilirubin water soluble and permits excretion of the bilirubin-glucuronide conjugates in urine. ReducedUGT1Agene transcription due to variation in the number of thymine-adenine (TA) repeats in the TATA box of the gene promoter and c.211G>A (*6) results in reduced enzymatic activity and an increased risk for adverse outcomes in response to drugs metabolized by UGT1A1. These variants are also associated with Gilbert syndrome (unconjugated hyperbilirubinemia). The TA repeat number may vary from 5 to 8 TA (TA5-TA8) repeats, with 6 TA (TA6) repeats being the most common allele. TA6 is the reference allele and is considered to have normalUGT1A1expression. In addition, the rare TA5 repeat (*36: c.-41_-40delTA) has normalUGT1A1expression. Individuals with TA7 repeat (*28: c.-41_-40dupTA) or the rare TA8 repeat (TA8 or *37: c.-43_-40dupTATA, not distinguished from TA7 with this assay) have decreased expression ofUGT1A1.Approximately 10% to 15% of White and African American populations are homozygous for the TA7 repeat (*28/*28). UGT1A1 is involved in the metabolism of irinotecan, a chemotherapy drug used to treat solid tumors including colon, rectal, and lung cancers. If UGT1A1 activity is reduced or deficient, the active irinotecan metabolite (SN-38) is less efficiently conjugated with glucuronic acid, which leads to an increased concentration of SN-38. This in turn can result in severe neutropenia; and the combination of neutropenia with diarrhea can be life-threatening. Individuals who are homozygous for *28 (TA7) have a 50% higher risk of experiencing severe (grade 4 or 5) neutropenia following the administration of irinotecan. Approximately 40% of individuals treated with irinotecan are heterozygous for the TA7 repeat allele (ie, TA6/TA7 or heterozygous *28). These individuals are also at increased risk of grade 4 neutropenia. The drug label for irinotecan indicates that individuals homozygous or heterozygous for TA repeat variants have a higher risk for severe or life-threatening neutropenia. The risk is thought to be greatest in individuals who receive irinotecan once every 3 weeks. Additional drugs have also been associated with an increased risk for adverse outcomes if the patient has reduced UGT1A1 enzyme activity. The US Food and Drug Administration drug labels for atazanavir, nilotinib, pazopanib, and belinostat all contain warnings for an increased risk (incidence) of adverse outcomes in patients who have reduced activity alleles. Recently, the Clinical Pharmacogenetics Implementation Consortium (CPIC) released guidelines for atazanavir treatment that indicate patients who are homozygous for a reduced activity (decreased expression) allele should be considered for an alternate medication due to the significant risk for developing hyperbilirubinemia (jaundice).(1) Gilbert syndrome (GS), found in 5% to 10% of the population, is the most common hereditary cause of increased bilirubin and is associated with usually benign, mild hyperbilirubinemia (bilirubin levels are typically around 3 mg/dL). Gilbert syndrome is caused by a 25% to 50% reduced glucuronidation activity of the UGT1A1 enzyme and characterized by episodes of mild intermittent jaundice and the absence of liver disease. Homozygosity for the reduced activity alleles,UGT1A1*6(c.211G>A) allele, TA7, and TA8, or compound heterozygosity (*6, TA7, or TA8) is consistent with a diagnosis of Gilbert syndrome. Heterozygosity for *6, TA7 or TA8 is consistent with carrier status for Gilbert syndrome. | UGT1A1 Phenotype: Normal (extensive) metabolizer An interpretive report will be provided. | An interpretive report will be provided. Drug-drug interactions must be considered when predicting theUGT1A1phenotype, especially in individuals heterozygous for the TA7 variant. For additional information regarding pharmacogenomic genes and their associated drugs, seePharmacogenomic Associations Tables. This resource also includes information regarding enzyme inhibitors and inducers, as well as potential alternate drug choices. | Samples may contain donor DNA if obtained from patients who received non-leukoreduced blood transfusions or allogeneic hematopoietic stem cell transplantation. Results from samples obtained under these circumstances may not accurately reflect the recipient's genotype. For individuals who have received blood transfusions, the genotype usually reverts to that of the recipient within 6 weeks. For individuals who have received allogeneic hematopoietic stem cell transplantation, a pretransplant DNA specimen is recommended for testing. UGT1A1genetic test results in patients who have undergone liver transplantation may not accurately reflect the patient'sUGT1A1status. Liver or kidney dysfunction may result in adverse drug reactions with irinotecan independently of thymine-adenine (TA)-repeat variants. | 1. Gammal RS, Court MH, Haidar CE, et al. Clinical Pharmacogenetics Implementation Consortium (CPIC) Guideline for UGT1A1 and atazanavir prescribing. Clin Pharmacol Ther. 2016;99(4):363-369. doi: 10.1002/cpt.269 2. Innocenti F, Grimsley C, Das S, et al. Haplotype structure of the UDP-glucuronosyltransferase 1A1 promoter in different ethnic groups [published correction appears in Pharmacogenetics. 2003 Mar;13(3):183]. Pharmacogenetics. 2002;12(9):725-733. doi: 10.1097/00008571-200212000-00006 3. Shibata T, Minami Y, Mitsuma A, et al. Association between severe toxicity of nilotinib and UGT1A1 polymorphisms in Japanese patients with chronic myelogenous leukemia. Int J Clin Oncol. 2014;19(2):391-396. doi:1 0.1007/s10147-013-0562-5 4. US Food and Drug Administration: Pharmacogenomic Biomarkers in Drug Labeling. FDA; Updated February 2, 2024. Accessed June 4, 2024. Available at www.fda.gov/drugs/science-and-research-drugs/table-pharmacogenomic-biomarkers-drug-labeling 5. UGT NomenclatureCommittee: UGT1A and UGT2B haplotypes and SNPs tables. CanadaResearchChair in Pharmacogenomics. June 2005.Accessed June 4, 2024.www.pharmacogenomics.pha.ulaval.ca/ugt-alleles-nomenclature/ | Genomic DNA is extracted from whole blood or saliva. Genotyping is performed using a polymerase chain reaction (PCR)-based 5'-nuclease assay. Fluorescently labeled detection probes anneal to the target DNA. PCR is used to amplify the section of DNA that contains the variant. If the detection probe is an exact match to the target DNA, the 5'-nuclease polymerase degrades the probe, the reporter dye is released from the effects of the quencher dye, and a fluorescent signal is detected. Genotypes are assigned based on the allele-specific fluorescent signals that are detected.(Unpublished Mayo method) | 3 to 6 days |  | This test was developed and its performance characteristics determined by Mayo Clinic in a manner consistent with CLIA requirements. It has not been cleared or approved by the US Food and Drug Administration. | 81350-UGT1A1(UDP glucuronosyltransferase 1 family, polypeptide AI) (eg, irinotecan metabolism), gene analysis, common variants (eg, *28, *36, *37) | UGT1A1 TA Repeat Genotype, V | 34509-0 | 610174 | Reviewed by | 18771-6
ULCH | Ulocladium chartarum, IgE, Serum | Establishing the diagnosis of an allergy toUlocladium chartarum Defining the allergen responsible for eliciting signs and symptoms Identifying allergens: -Responsible for allergic response and/or anaphylactic episode -To confirm sensitization prior to beginning immunotherapy -To investigate the specificity of allergic reactions to insect venom allergens, drugs, or chemical allergens Testing for IgE antibodies isnot usefulin patients previously treated with immunotherapy to determine if residual clinical sensitivity exists, or in patients in whom the medical management does not depend upon identification of allergen specificity. | Fluorescence Enzyme Immunoassay (FEIA) | Yes | Ulocladium Chartarum, IgE | Serum | Collection Container/Tube: Preferred:Serum gel Acceptable:Red top Submission Container/Tube:Plastic vial Specimen Volume:0.5 mL for every 5 allergens requested Collection Instructions:Centrifuge and aliquot serum into a plastic vial. | For 1 allergen: 0.3 mL For more than 1 allergen: (0.05 mL x number of allergens) + 0.25 mL dead space | Clinical manifestations of immediate hypersensitivity (allergic) diseases are caused by the release of proinflammatory mediators (histamine, leukotrienes, and prostaglandins) from IgE-sensitized effector cells (mast cells and basophils) when cell-bound IgE antibodies interact with an allergen. In vitro serum testing for IgE antibodies provides an indication of the immune response to allergens that may be associated with allergic disease. The allergens chosen for testing often depend upon the age of the patient, history of allergen exposure, season of the year, and clinical manifestations. In individuals predisposed to develop allergic disease, the sequence of sensitization and clinical manifestations proceed as follows: eczema and respiratory disease (rhinitis and bronchospasm) in infants and children less than 5 years due to food sensitivity (milk, egg, soy, and wheat proteins) followed by respiratory disease (rhinitis and asthma) in older children and adults due to sensitivity to inhalant allergens (dust mite, mold, and pollen inhalants). | Class,IgE kU/L,Interpretation, 0,<0.10,Negative, 0/1,0.10-0.34,Borderline/equivocal, 1,0.35-0.69,Equivocal, 2,0.70-3.49,Positive, 3,3.50-17.4,Positive, 4,17.5-49.9,Strongly positive, 5,50.0-99.9,Strongly positive, 6,> or =100,Strongly positive, | Detection of IgE antibodies in serum (class 1 or greater) indicates an increased likelihood of allergic disease as opposed to other etiologies and defines the allergens that may be responsible for eliciting signs and symptoms. The level of IgE antibodies in serum varies directly with the concentration of IgE antibodies expressed as a class score or kU/L. | Testing for IgE antibodies is not useful in patients previously treated with immunotherapy to determine if residual clinical sensitivity exists or in patients in whom the medical management does not depend upon identification of allergen specificity. Some individuals with clinically insignificant sensitivity to allergens may have measurable levels of IgE antibodies in serum, and test results must be interpreted in the clinical context. False-positive results for IgE antibodies may occur in patients with markedly elevated serum IgE (>2500 kU/L) due to nonspecific binding to allergen solid phases. | Homburger HA, Hamilton RG: Allergic diseases. In: McPherson RA, Pincus MR, eds. Henry's Clinical Diagnosis and Management by Laboratory Methods. 23rd ed. Elsevier; 2017:1057-1070 | Specific IgE from the patient's serum reacts with the allergen of interest, which is covalently coupled to an ImmunoCAP. After washing away nonspecific IgE, enzyme-labeled anti-IgE antibody is added to form a complex. After incubation, unbound anti-IgE is washed away, and the bound complex incubated with a developing agent. After stopping the reaction, the fluorescence of the eluate is measured. Fluorescence is proportional to the amount of specific IgE present in the patient's sample (ie, the higher the fluorescence value, the more IgE antibody is present).(Package insert: ImmunoCAP System Specific IgE FEIA. Phadia; Rev 06/2020) | Same day/1 to 3 days | 14 days | This test was developed and its performance characteristics determined by Mayo Clinic in a manner consistent with CLIA requirements. It has not been cleared or approved by the US Food and Drug Administration. | 86003 | Ulocladium Chartarum, IgE | 11204-5 | ULCH | Ulocladium Chartarum, IgE | 11204-5
UNIPD | Uniparental Disomy, Varies | Evaluation of patients presenting with mosaicism, confinedplacental mosaicism, or Robertsonian translocations Evaluation of patients presenting with features of disordersknown to be associated with uniparental disomy (eg, Russell-Silver syndrome) Evaluation of disease mechanism in individuals with rare autosomal recessive disease and only one carrier parent | Polymerase Chain Reaction (PCR)/Microsatellite markers | Yes | Uniparental Disomy | Polymerase chain reaction amplification ofmicrosatellite markers on the chromosome of interest are used to test DNA from the parents and the child for the presence of uniparental disomy. | Specimens from both parents and the child or fetus are recommended for optimal interpretation of results.Each specimen must have a separate order for this test. Only the proband specimen will be charged. Testing can be performed if only one parent specimen is submitted, however, biparental inheritance and some types ofuniparental disomy (UPD) cannot be definitively established in the absence of one parent. Additionally, there is a higher likelihood for uninformative or inconclusive results. If all required specimens are not received within one month of ordering, testing will be canceled. Patient Preparation:A previous bone marrow transplant from an allogenic donor will interfere with testing. For instructions for testing patients who have received a bone marrow transplant, call 800-533-1710. Submit only 1 of the following specimens: Specimen Type:Whole blood Preferred:Lavender top (EDTA) or yellow top (ACD) Acceptable:Any anticoagulant Specimen Volume:3 mL Collection Instructions: 1. Invert several times to mix blood. 2. Send whole blood specimen in original tube.Do not aliquot. Specimen Stability Information:Ambient (preferred) 4 days/Refrigerated Prenatal Specimens Due to its complexity, consultation with the laboratory is required for all prenatal testing;call 800-533-1710 to speak to a genetic counselor. Specimen Type:Amniotic fluid Container/Tube:Amniotic fluid container Specimen Volume:20 mL Specimen Stability Information:Refrigerated (preferred)/Ambient Additional information:If amniotic fluid or culture amniotic fluid is received, CULAF / Culture for Genetic Testing, Amniotic Fluid will be added at an additional charge. Specimen Type:Chorionic villi (CVS) Container/Tube:15-mL tube containing 15 mL of transport media Specimen Volume:20 mg Specimen Stability Information:Refrigerated Additional Information:If CVS or cultured CVS is received, CULFB / Fibroblast Culture for Biochemical or Molecular Testing will be added at an additional charge. Acceptable: Specimen Type:Confluent cultured cells Container/Tube:T-25 flask Specimen Volume:2 Flasks Collection Instructions:Submit confluent cultured cells from another laboratory. Specimen Stability Information:Ambient (preferred)/Refrigerated (<24 hours) | Blood: 0.5 mL Amniotic Fluid: 10 mL Chorionic Villi: 5 mg | Uniparental disomy (UPD) occurs when a child inherits 2 copies of a chromosome from only one parent and no copies of that chromosome from the other parent. This is typically due to an error in cell division during the formation of egg or sperm cells (meiosis). When an error causing UPD occurs during meiosis I, both chromosome homologs from a single parent are transmitted, resulting in uniparental heterodisomy. When the error causing UPD occurs during meiosis II or as a postzygotic event, and a single parental homolog is transmitted to offspring in duplicate, isodisomy results. Meiotic recombination events within the context of UPD often result in a mixture of regions of heterodisomy and isodisomy. When UPD occurs, the imbalance of maternal versus paternal genetic information for the involved chromosome can be associated with clinical symptoms in the affected child. However, UPD does not always impart an abnormal clinical phenotype. In fact, while isodisomy can result in disease due to a recessive allele, heterodisomy is not expected to result in an abnormal clinical phenotype unless the involved chromosome or chromosomal segment includes imprinted genes. Imprinted genes demonstrate differential expression depending on parent of origin. Disorders that result from UPD of imprinted genes are not due to a defect in the imprinting mechanism itself, but rather they are due to an unbalanced parental contribution of normally imprinted alleles that results in altered expression of imprinted genes. For example, when maternal UPD 15 occurs (2 copies of the maternal chromosome 15 instead of 1 maternal and 1 paternal copy of chromosome 15), it causes Prader-Willi syndrome due to the lack of paternally expressed genes at the imprinted site. UPD has been described for many but not all chromosomes. In addition to the rare cases of autosomal recessive disease that result from isodisomy, clinical syndromes associated with UPD have been described for only a few chromosomes, including chromosomes 6, 7, 11, 14, 15 and 20. UPD cannot be identified by gross cytogenetic analysis and requires molecular DNA-based analysis using multiple polymorphic markers spanning the chromosome of interest. For optimal interpretation of results, specimens from both parents and the child or fetus are recommended. If only one parent specimen is submitted, testing can be performed; however, biparental inheritance and some types of UPD cannot be definitively established. Additionally, the likelihood for uninformative or inconclusive results is higher. | An interpretive report will be provided. | Microsatellite markers are compared between the proband and parental samples for the chromosome of interest. The pattern of the microsatellite markers will be classified as demonstrating uniparental disomy or biparental inheritance when sufficient informative markers are identified. | Test results should be interpreted in the context of clinical findings, family history, and other laboratory data. Errors in the interpretation of results may occur if the information given is inaccurate or incomplete. This test will detect nonpaternity. Uniparental disomy (UPD) may not be detected by this assay in cases where there is low-level mosaicism for a particular chromosome. This test only rules out whole-chromosome UPD and cannot reliably detect cases of segmental UPD. If testing is desired to rule out UPD 11 for Beckwith-Wiedemann syndrome or Russell-Silver syndrome, BWRS / Beckwith-Wiedemann Syndrome/Russell-Silver Syndrome, Molecular Analysis, Varies is the recommended test as it will also detect cases caused by segmental UPD. Although UPD testing is available for all chromosomes, prenatal testing for UPD for chromosomes other than those associated with known phenotypes should be done only after genetic counseling involving adequate discussion of risks, benefits, and limitations of testing. | 1. Del Gaudio D, Shinawi M, Astbury C, et al. Diagnostic testing for uniparental disomy: a points to consider statement from the American College of Medical Genetics and Genomics (ACMG). Genet Med. 2020;22(7):1133-1141. doi:10.1038/s41436-020-0782-9 2. Kotzot D, Utermann G. Uniparental disomy (UPD) other than 15: phenotypes and bibliography updated. Am J Med Genet. 2005;136(3):287-305. doi:10.1002/ajmg.a.30483 3. Kotzot D. Prenatal testing for uniparental disomy: indications and clinical relevance. Ultrasound Obstet Gynecol. 2008:31(1):100-105. doi: 10.1002/uog.5133 4. Engel E. A fascination with chromosome rescue in uniparental disomy: Mendelian recessive outlaws and imprinting copyrights infringements. Eur J Hum Genet. 2006;14(11):1158-1169. doi:10.1038/sj.ejhg.5201619 | A polymerase chain reaction-based assay, using multiple microsatellite markers (dinucleotide repeats) for the specific chromosome being tested, is used to test DNA from parents and child for the presence of uniparental disomy.(Vnencak-Jones CL. Molecular testing for inherited diseases. Am J Clin Pathol. 1999;112[1 Suppl 1]:S19-S32) | 5 to 21 days | Whole blood: 2 weeks (if available); Extracted DNA: 3 months | This test was developed and its performance characteristics determined by Mayo Clinic in a manner consistent with CLIA requirements. It has not been cleared or approved by the US Food and Drug Administration. | 81402 | Uniparental Disomy | 36917-3 | 53363 | Released By | 18771-6
FURA | Uranium, Urine |  | Inductively Coupled Plasma-Mass Spectrometry (ICP-MS) | Yes | Uranium, U | Urine | ***Must submit one specimen per order. Specimens cannot be shared between multiple orders.*** Submission Container/Tube:Acid washed or trace metal free plastic container (T619). Specimen Volume:1 mL Collection Instructions:Collect urine in acid washed or trace metal free plastic container (T619). Submit 1 mL of urine refrigerated. | 0.4 mL |  | Reporting limit determined each analysis Normally:Less than 0.1 mcg/L | Specimens for elemental testing should be collected in certified metal-free containers. Elevated results for elemental testing may be caused by environmental contamination at the time of specimen collection and should be interpreted accordingly. It is recommended that unexpected elevated results be verified by testing another specimen. |  |  |  | 9 to 18 days | 2 weeks | This test was developed and its performance characteristics determined by NMS Labs. It has not been cleared or approved by the U.S. Food and Drug Administration. | 83018 | Uranium, U | 5752-1 | Z1874 | Reporting Limit | 19147-8
UCDP | Urea Cycle Disorders Gene Panel, Varies | Follow up for abnormal biochemical results suggestive of a urea cycle disorder (UCD) Establishing a molecular diagnosis for patients with a UCD Identifying variants within genes known to be associated with UCD, allowing for predictive testing of at-risk family members | Sequence Capture and Targeted Next-Generation Sequencing (NGS) followed by Polymerase Chain Reaction (PCR) and Sanger Sequencing | Yes | Urea Cycle Disorders Gene Panel | For skin biopsy and cultured fibroblast specimens, fibroblast culture will be added at an additional charge.If viable cells are not obtained, the client will be notified. | Patient Preparation:A previous bone marrow transplant from an allogenic donor will interfere with testing. For instructions for testing patients who have received a bone marrow transplant, call 800-533-1710. Submit only 1 of the following specimens: Specimen Type:Whole blood Container/Tube:Lavender top (EDTA) or yellow top (ACD) Specimen Volume:3 mL Collection Instructions: 1. Invert several times to mix blood. 2. Send whole blood specimen in original tube.Do notaliquot. Specimen Stability Information:Ambient (preferred) 4 days/Refrigerated 14 days Specimen Type:Skin biopsy Supplies:Fibroblast Biopsy Transport Media (T115) Container/Tube:Sterile container with any standard cell culture media (eg, minimal essential media, RPMI 1640). The solution should be supplemented with 1% penicillin and streptomycin (Eagle's minimum essential medium with 1% penicillin and streptomycin). Specimen Volume:4-mm punch Specimen Stability Information:Refrigerated (preferred)/Ambient Additional Information: A separate culture charge will be assessed under CULFB / Fibroblast Culture for Biochemical or Molecular Testing. An additional 3 to 4 weeks is required to culture fibroblasts before genetic testing can occur. SpecimenType: Cultured fibroblast Container/Tube: T-25 flask SpecimenVolume: 2 Flasks CollectionInstructions: Submit confluent cultured fibroblast cells from a skin biopsy from another laboratory. Cultured cells from a prenatal specimen will not be accepted. Specimen Stability Information: Ambient (preferred)/Refrigerated (<24 hours) Additional Information:A separate culture charge will be assessed under CULFB / Fibroblast Culture for Biochemical or Molecular Testing. An additional 3 to 4 weeks is required to culture fibroblasts before genetic testing can occur. Specimen Type: Blood spot Supplies:Card-Blood Spot Collection (Filter Paper) (T493) Container/Tube: Preferred: Collection card (Whatman Protein Saver 903 Paper) Acceptable: PerkinElmer 226 (formerly Ahlstrom 226) filter paper, or blood spot collection card Specimen Volume: 5 Blood spots Collection Instructions: 1. An alternative blood collection option for a patient older than 1 year is a fingerstick. For detailed instructions, seeHow to Collect Dried Blood Spot Samples. 2. Let blood dry on the filter paper at ambient temperature in a horizontal position for a minimum of 3 hours. 3. Do not expose specimen to heat or direct sunlight. 4. Do not stack wet specimens. 5. Keep specimen dry. Specimen Stability Information: Ambient (preferred)/Refrigerated Additional Information: 1. Due to lower concentration of DNA yielded from blood spot, it is possible that additional specimen may be required to complete testing. 2. For collection instructions, seeBlood Spot Collection Instructions. 3. For collection instructions in Spanish, seeBlood Spot Collection Card-Spanish Instructions(T777). 4. For collection instructions in Chinese, seeBlood Spot Collection Card-Chinese Instructions(T800). Specimen Type:Saliva Patient Preparation:Patient should not eat, drink, smoke, or chew gum 30 minutes prior to collection. Supplies:Saliva Swab Collection Kit (T786) Specimen Volume:1 Swab Collection Instructions:Collect and send specimen per kit instructions. Specimen Stability Information:Ambient 30 days Additional Information:Due to lower concentration of DNA yielded from saliva, it is possible that additional specimen may be required to complete testing. | See Specimen Required | Urea cycle disorders (UCD) are a group of inherited disorders of nitrogen detoxification that result when any of the enzymes in the urea cycle have reduced or absent activity. These disorders include carbamoylphosphate synthetase I deficiency, ornithine transcarbamylase (OTC) deficiency, argininosuccinic acid synthetase deficiency (citrullinemia), argininosuccinic acid lyase deficiency (argininosuccinic aciduria), arginase deficiency, the cofactor producer, N-acetyl glutamate synthetase (NAGS) deficiency, and two amino acid transporters, ornithine translocase deficiency (hyperornithinemia, hyperammonemia, homocitrullinuria syndrome) and citrin deficiency. The role of the urea cycle is to metabolize and clear waste nitrogen, and defects in any of the steps of the pathway can result in an accumulation of toxic ammonia in the nervous system. The urea cycle is also responsible for endogenous production of the amino acids citrulline, ornithine, and arginine. Infants with a complete urea cycle enzyme deficiency typically appear normal at birth, but they present in the neonatal period with lethargy, seizures, hyper- or hypoventilation, and ultimately coma or death, as a result of elevated ammonia levels. Individuals with partial enzyme deficiency may present later in life, typically following an acute illness or other catabolic stressor. Symptoms may be less severe and may appear as episodes of psychosis, lethargy, cyclical vomiting, and behavioral abnormalities. Patients with impaired ornithine metabolism due to ornithine aminotransferase deficiency may present with childhood onset myopia progressing to vision loss in the 4th to 6th decades of life. Patients may or may not have accompanying hyperammonemia but display marked elevations in plasma ornithine. All the UCD are inherited as autosomal recessive disorders, with the exception of OTC deficiency, which is X-linked. UCD may be suspected with elevated ammonia, normal anion gap, and a normal glucose. This comprehensive gene panel is a helpful tool to establish a diagnosis for patients with suggestive clinical and biochemical features given the broad clinical spectrum and genetic heterogeneity of UCD. Molecular genetic testing can help to distinguish among the conditions and allows for diagnostic confirmation. A combination of biochemical tests including quantitative plasma amino acids (AAQP / Amino Acids, Quantitative, Plasma) and urinary orotic acid (OROT / Orotic Acid, Random, Urine) are recommended as the first-tier test to assess patients for UCD. Acute treatment for UCD consists of dialysis and administration of nitrogen scavenger drugs to reduce ammonia concentration. Chronic management typically involves restriction of dietary protein with essential amino acid supplementation. More recently, liver transplantation has been used with success in treating some patients. | An interpretive report will be provided. | All detected alterations are evaluated according to American College of Medical Genetics and Genomics recommendations.(1) Variants are classified based on known, predicted, or possible pathogenicity and reported with interpretive comments detailing their potential or known significance. | Clinical Correlations: Test results should be interpreted in the context of clinical findings, family history, and other laboratory data. Misinterpretation of results may occur if the information provided is inaccurate or incomplete. If testing was performed because of a clinically significant family history, it is often useful to first test an affected family member. Detection of at least one reportable variant in an affected family member would allow for more informative testing of at-risk individuals. To discuss the availability of additional testing options or for assistance in the interpretation of these results, contact the Mayo Clinic Laboratories genetic counselors at 800-533-1710. Technical Limitations: Next-generation sequencing may not detect all types of genomic variants. In rare cases, false-negative or false-positive results may occur. The depth of coverage may be variable for some target regions; assay performance below the minimum acceptable criteria or for failed regions will be noted. Given these limitations, negative results do not rule out the diagnosis of a genetic disorder. If a specific clinical disorder is suspected, evaluation by alternative methods can be considered. There may be regions of genes that cannot be effectively evaluated by sequencing or deletion and duplication analysis as a result of technical limitations of the assay, including regions of homology, high guanine-cytosine (GC) content, and repetitive sequences. Confirmation of select reportable variants will be performed by alternate methodologies based on internal laboratory criteria. This test is validated to detect 95% of deletions up to 75 base pairs (bp) and insertions up to 47 bp. Deletions-insertions (delins) of 40 or more bp, including mobile element insertions, may be less reliably detected than smaller delins. Deletion/Duplication Analysis: This analysis targets single and multi-exon deletions/duplications; however, in some instances single exon resolution cannot be achieved due to isolated reduction in sequence coverage or inherent genomic complexity. Balanced structural rearrangements (such as translocations and inversions) may not be detected. This test is not designed to detect low levels of mosaicism or to differentiate between somatic and germline variants. If there is a possibility that any detected variant is somatic, additional testing may be necessary to clarify the significance of results. Genes may be added or removed based on updated clinical relevance. For detailed information regarding gene-specific performance and technical limitations, see Method Description or contact a laboratory genetic counselor. If the patient has had an allogeneic hematopoietic stem cell transplant or a recent blood transfusion, results may be inaccurate due to the presence of donor DNA. Call Mayo Clinic Laboratories for instructions for testing patients who have received a bone marrow transplant. Reclassification of Variants: Currently, it is not standard practice for the laboratory to systematically review previously classified variants on a regular basis. The laboratory encourages healthcare providers to contact the laboratory at any time to learn how the classification of a particular variant may have changed over time. Due to broadening genetic knowledge, it is possible that the laboratory may discover new information of relevance to the patient. Should that occur, the laboratory may issue an amended report. Variant Evaluation: Evaluation and categorization of variants are performed using published American College of Medical Genetics and Genomics and the Association for Molecular Pathology recommendations as a guideline.(1) Other gene-specific guidelines may also be considered. Variants are classified based on known, predicted, or possible pathogenicity and reported with interpretive comments detailing their potential or known significance. Variants classified as benign or likely benign are not reported. Multiple in silico evaluation tools may be used to assist in the interpretation of these results. The accuracy of predictions made by in silico evaluation tools is highly dependent upon the data available for a given gene, and periodic updates to these tools may cause predictions to change over time. Results from in silico evaluation tools should be interpreted with caution and professional clinical judgment. Rarely, incidental or secondary findings may implicate another predisposition or presence of active disease. These findings will be carefully reviewed to determine whether they will be reported. | 1. Richards S, Aziz N, Bale S, et al. Standards and guidelines for the interpretation of sequence variants: a joint consensus recommendation of the American College of Medical Genetics and Genomics and the Association for Molecular Pathology. Genet Med. 2015;17(5):405-424 2. Brusilow SW, Horwich AL. Urea cycle enzymes. In: Valle D, Antonarakis S, Ballabio A, Beaudet A, Mitchell GA. eds. The Online Metabolic and Molecular Bases of Inherited Disease. McGraw-Hill Education; 2019. Accessed March 8, 2024. Available at https://ommbid.mhmedical.com/content.aspx?sectionid=225084071&bookid=2709&Resultclick=2 3. Haberle J, Burlina A, Chakrapani A, et al. Suggested guidelines for diagnosis and management of urea cycle disorders: First revision. J Inherit Metab Dis. 2019;1-39. doi:10.1002/jimd.12100 4. Valle D, Simell O. The hyperornithinemias. In: Valle D, Antonarakis S, Ballabio A, Beaudet A, Mitchell GA. eds. The Online Metabolic and Molecular Bases of Inherited Disease. McGraw-Hill Education; 2019. Accessed March 8, 2024. Available at https://ommbid.mhmedical.com/content.aspx?sectionid=225083672&bookid=2709&Resultclick=2 5. Foshci FG, Morelli MC, Savini S, et al. Urea cycle disorders: A case report of a successful liver transplant and a literature review. World J Gastroenterol. 2015;21(13):4063-4068 6. Ah Mew N, Simpson KL, Gropman AL, et al. Urea cycle disorders overview. In: Adam MP, Everman DB, Mirzaa GM, et al. eds. GeneReviews [Internet]. University of Washington, Seattle; 2003. Updated June 22, 2017. Accessed March 8, 2024. Available at www.ncbi.nlm.nih.gov/books/NBK1217/ | Next-generation sequencing (NGS) and/or Sanger sequencing are performed to test for the presence of variants in coding regions and intron/exon boundaries of the genes analyzed, as well as some other regions that have known disease-causing variants. The human genome reference GRCh37/hg19 build was used for sequence read alignment. At least 99% of the bases are covered at a read depth over 30X. Sensitivity is estimated to be over 99% for single nucleotide variants, over 94% for deletions-insertions (delins) less than 40 base pairs (bp), and over 95% for deletions up to 75 bp and insertions up to 47 bp. NGS and/or a polymerase chain reaction-based quantitative method is performed to test for the presence of deletions and duplications in the genes analyzed. There may be regions of genes that cannot be effectively evaluated by sequencing or deletion and duplication analysis as a result of technical limitations of the assay, including regions of homology, high guanine-cytosine (GC) content, and repetitive sequences. SeeTargeted Genes and Methodology Details for Urea Cycle Disorders Gene Panelfor details regarding the targeted genes analyzed and the specific gene regions not routinely covered. (Unpublished Mayo method) Genes analyzed:ALDH18A1, ARG1, ARG2, ASL, ASS1, CA5A, CPS1, GLUD1, GLUL, NAGS, OAT, OTC, SLC25A13, SLC25A15, SLC7A7,andUMPS | 21 to 35 days | Whole blood: 2 weeks (if available); Extracted DNA: 3 months; Blood spots, saliva, cultured fibroblasts: 1 month | This test was developed and its performance characteristics determined by Mayo Clinic in a manner consistent with CLIA requirements. It has not been cleared or approved by the US Food and Drug Administration. | 8144388233-Tissue culture, skin, solid tissue biopsy (if appropriate)88240-Cryopreservation (if appropriate) | Urea Cycle Disorders Gene Panel | 105267-9 | 608655 | Released By | 18771-6
UEBF | Urea Nitrogen, Body Fluid | Identifying the presence of urine as a cause for accumulation of fluid in a body compartment Assessing adequacy of peritoneal dialysis treatment protocols | Photometric | Yes | Urea Nitrogen, BF | Body Fluid | Preferred Source: -Peritoneal fluid (peritoneal, abdominal, ascites, paracentesis) -Pleural fluid (pleural, chest, thoracentesis) -Drain fluid (drainage, Jackson Pratt [JP] drain) -Peritoneal dialysate (dialysis fluid) -Pericardial Acceptable Source:Write in source name with source location (if appropriate) Collection Container/Tube:Sterile container Submission Container/Tube:Plastic vial Specimen Volume:1 mL Collection Instructions: 1. Centrifuge to remove any cellular material and transfer into a plastic vial. 2. Indicate the specimen source and source location on label. | 0.5 mL | Byproducts of nitrogen metabolism are present in high concentration in urine compared to blood and serve as a surrogate marker for the identification of urine leakage into a body compartment. Concentrations of creatinine or urea nitrogen that exceed the concentration found in a concurrent sample of blood are suggestive of the presence of urine.(1) Peritoneal, abdominal, pelvic drain fluids: Disruption of the urinary tract with subsequent leakage of urine into body cavities may be considered as part of the differential diagnosis when body fluid effusions develop of unknown origin.(2) Metabolites such as creatinine or urea that are contained in urine at high concentrations are good candidates to measure in body fluids for this investigation. Elevated concentrations may elicit a more focused radiologic examination to identify possible bladder rupture or perforation or the development of urinary fistula, which are typically corrected by surgical intervention. Peritoneal dialysis fluid: Peritoneal dialysis (PD) is a type of dialysis in which hyperosmotic fluid is passed into the patient's peritoneal cavity for a prescribed dwell time, wherein the peritoneum is employed as the dialysis membrane. The dwell fluid containing waste molecules removed by dialysis is drained and replaced with fresh fluid and the process repeated. Measurements of urea, creatinine, glucose, or other electrolytes in serum, urine, and the peritoneal dialysate fluid, aid in the assessment of peritoneal membrane transport characteristics and serve as markers of dialysis adequacy. Adequacy of PD is important to monitor because patients who maintain a sufficient clearance over time have longer survival.(2) Peritoneal urea clearance volume of distribution or urea (Kt/V) is calculated to measure solute clearance from the daily peritoneal urea clearance (Kt), and the volume of distribution of urea (V). Adequacy and membrane transport characteristics are calculated by plugging in the appropriate laboratory parameters into software packages used by dialysis centers. | An interpretive report will be provided. | Peritoneal and drain fluid concentrations should be compared to serum or plasma. A fluid to serum ratio of greater than 1.0 suggests the specimen may be contaminated with urine.(1) Peritoneal dialysate urea nitrogen concentrations can be used to calculate the adequacy of peritoneal dialysis by monitoring solute clearance over time.(3) All other fluids: Results should be interpreted in conjunction with serum urea nitrogen and other clinical findings. | In very rare cases, gammopathy, in particular type IgM (Waldenstrom macroglobulinemia), may cause unreliable results. Ammonium ions may cause erroneously elevated results. | 1. Manahan KJ, Fanning J. Peritoneal fluid urea nitrogen and creatinine reference values. Obstet Gynecol. 1999;93(5 Pt 1):780-782. doi: 10.1016/s0029-7844(98)00516-x 2. Block DR, Florkowski CM. Body fluids. In:Rafai N, Horvath AR, Wittwer CT, eds.Tietz Textbook of Clinical Chemistry and Molecular Diagnostics. 6th ed.Elsevier;2018:chap 43 3. Adequacy of dialysis and nutrition in continuous peritoneal dialysis: association with clinical outcomes. Canada-USA (CANUSA) Peritoneal Dialysis Study Group. J Am Soc Nephrol. 1996;7(2):198-207 | This is a kinetic ultraviolet assay where urease cleaves urea to form ammonia and carbon dioxide. The ammonia formed then reacts with alpha-ketoglutarate and nicotinamide adenine dinucleotide (NADH) in the presence of urease/glutamate dehydrogenase (GLDH) to yield glutamate and NAD. The decrease in absorbance, due to the consumption of NADH, is measured kinetically and is proportional to the amount of urea in the sample.(Package insert: Urea/BUN reagent. Roche Diagnostic Corp; V8.0 02/2020) | Same day/1 to 2 days | 1 week | This test has been modified from the manufacturer's instructions. Its performance characteristics were determined by Mayo Clinic in a manner consistent with CLIA requirements. This test has not been cleared or approved by the US Food and Drug Administration. | 84520 | Urea Nitrogen, BF | 3093-2 | FLD15 | Fluid Type, Urea Nitrogen | 14725-6
URAU | Urea, 24 Hour, Urine | Assessment of protein intake and/or nitrogen balance | Kinetic Ultraviolet Assay | Yes | Urea, 24 HR, U | Urine | Supplies:Sarstedt 5 mL Aliquot Tube (T914) Container/Tube:Plastic, urine tube Specimen Volume:4 mL Collection Instructions: 1. Collect urine for 24 hours. 2. Mix well before taking aliquot. Additional Information:SeeUrine Preservatives-Collection and Transportation for 24-Hour Urine Specimensfor multiple collections. | 1 mL | Urea is a low molecular weight substance (60 Da) that is freely filtered by glomeruli, and the majority is excreted into the urine, although variable amounts are reabsorbed along the nephron. It is the major end product of protein metabolism in humans and other mammals. Approximately 50% of urinary solute excretion and 90% to 95% of total nitrogen excretion is composed of urea under normal conditions. Factors that tend to increase urea excretion include increases in glomerular filtration rate, increased dietary protein intake, protein catabolic conditions, and water diuretic states. Factors that reduce urea excretion include low protein intake and conditions that result in low urine output (eg, dehydration). | > or =18 years: 7-42 g/24 hours Reference values have not been established for patients who are less than 18 years of age. | Because multiple factors (glomerular filtration rate, dietary protein intake, protein catabolic rate, hydration state, etc.) can independently affect the urinary excretion of urea, all of these factors must be taken into account when interpreting the results. | No significant cautionary statements | 1. Lamb EJ, Jones GRD: Kidney function tests In: Rifai N, Horvath AR, Wittwer CT, eds. Textbook of Clinical Chemistry and Molecular Diagnostics. 6th ed. Elsevier; 2018:498-500 2. Bankir L, Trinh-Trang- Tan MM: Urea and the kidney. In: Brenner BM eds. The Kidney. 6th ed. WB Saunders Company; 2000 | Urea is hydrolyzed by urease to form ammonia and carbon dioxide. The ammonia formed then reacts with ketoglutarate and reduced nicotinamide adenine dinucleotide (NADH) in the presence of glutamate dehydrogenase to yield glutamate and NAD+. The decrease in absorbance is due to consumption of NADH and is measured kinetically at 340 nm.(Package insert: Roche Urea; BUN. Roche Diagnostics; V 8.0, 02/2020) | Same day/1 day | 7 days | This test has been cleared, approved, or is exempt by the US Food and Drug Administration and is used per manufacturer's instructions. Performance characteristics were verified by Mayo Clinic in a manner consistent with CLIA requirements. | 84540 | Urea, 24 HR, U | 48999-7 | URECN | Urea Concentration | 63481-6
URCON | Urea, Random, Urine | Assessment of kidney failure (prerenal vs acute kidney injury) | Kinetic Ultraviolet Assay | Yes | Urea, Random, U | Urine | Supplies:Sarstedt 5 mL Aliquot Tube (T914) Container/Tube:Plastic tube Specimen Volume:4mL Collection Instructions: 1. Collect a random urine specimen. 2. No preservative. | 1 mL | Urea is a low molecular weight substance (60 Da) that is freely filtered by glomeruli, and the majority is excreted into the urine, although variable amounts are reabsorbed along the nephron. It is the major end-product of protein metabolism in humans and other mammals. Approximately 50% of urinary solute excretion and 90% to 95% of total nitrogen excretion is composed of urea under normal conditions. Factors that tend to increase urea excretion include increases in glomerular filtration rate, increased dietary protein intake, protein catabolic conditions, and water diuretic states. Factors that reduce urea excretion include low protein intake and conditions that result in low urine output (eg, dehydration). Urea excretion is a useful marker of protein metabolism. In oliguric patients with a rising creatinine a fractional excretion of urea below 35% is consistent with a prerenal cause, while values above 35% are more consistent with acute kidney injury.(1)The fractional excretion of sodium is also used for this purpose but may be more affected by diuretics. Therefore, the fractional excretion of urea may be particularly useful for patients receiving diuretics. | No established reference values Random urine urea may be interpreted in conjunction with serum urea, using both values to calculate fractional excretion of urea. The calculation for fractional excretion (FE) of urea is FE(U)= ([U(urine)XCreat(serum)]/[U(serum)XCreat(urine)]) X 100 | Fractional excretion of urea under 35% is consistent with a prerenal cause. | No significant cautionary statements | 1. Carvounis CP, Nisar S, Guro-Razuman S: Significance of the fractional excretion of urea in the differential diagnosis of acute renal failure, Kidney Int. 2002 Dec;62(6):2223-2229 2.Lamb EJ, Jones GRD: Kidney function tests.In: Rifai N, Horvath AR, Wittwer CT, eds: Tietz Textbook of Clinical Chemistry and Molecular Diagnostics. 6th ed. Elsevier; 2018:498-500 3. Bankir L, Trinh-Trang-Tan MM: Urea and the kidney. In: Brenner B, ed: The kidney. 6th ed. WB Saunders Company; 2000 | Urea is hydrolyzed by urease to form ammonia and carbon dioxide. The ammonia formed then reacts with ketoglutarate and reducednicotinamide adenine dinucleotide (NADH) in the presence of glutamate dehydrogenase to yield glutamate and NAD(+). The decrease in absorbance is due to consumption of NADH as measured kinetically at 340 nm.(Package insert: Roche Urea/BUN. Roche Diagnostics; V 8.0 02/2020) | Same day/1 day to 24 days |  | This test has been cleared, approved, or is exempt by the US Food and Drug Administration and is used per manufacturer's instructions. Performance characteristics were verified by Mayo Clinic in a manner consistent with CLIA requirements. | 84540 | Urea, Random, U | 3092-4 | URCON | Urea, Random, U | 3092-4
URBRP | Ureaplasma species, Molecular Detection, PCR, Blood | Rapid, sensitive, and specific identification ofUreaplasma urealyticumandUreaplasmaparvumfrom whole blood This test isnot intended formedicolegal use. | Real-Time Polymerase Chain Reaction (PCR) using LightCycler and Fluorescent Resonance Energy Transfer (FRET) | Yes | Ureaplasma PCR, B | Whole Blood EDTA | The high sensitivity of amplification by polymerase chain reaction requires the specimen to be processed in an environment in which contamination of the specimen byUreaplasmaDNA is not likely. Container/Tube: PreferredLavender top (EDTA) Acceptable:Royal blue top (EDTA), pink top (EDTA), or sterile vial containing EDTA-derived aliquot Specimen Volume:1 mL Collection Instructions:Send whole blood specimen in original tube (preferred | 0.5 mL | Ureaplasma urealyticumandUreaplasma parvumhave been associated with a number of clinically significant infections, although their clinical significance may not always be clear as they are part of the normal genital microbiota.U urealyticumandU parvumhave been associated with urethritis and epididymitis. They may cause upper urinary tract infection and have been associated with infected kidney stones.U urealyticumandU parvummay be isolated from amniotic fluid of women with preterm labor, premature rupture of membranes, spontaneous term labor, or chorioamnionitis. They may also cause neonatal infections, including meningoencephalitis and pneumonia. In addition,U urealyticumandU parvumhave been reported to cause unusual infections, such as prosthetic joint infection and infections in transplant recipients. Recently,U urealyticumandU parvumhave been found to cause hyperammonemia in lung transplant recipients.(1) In lung transplant recipients with hyperammonemia, the ideal diagnostic specimen is a lower respiratory specimen (eg, bronchoalveolar lavage fluid), althoughU urealyticumandU parvummay also be detected in blood. Treatment directed against these organisms has resulted in resolution of hyperammonemia. Culture ofUreaplasmaspecies is laborious, requiring a high degree of technical skill and taking several days.Polymerase chain reaction (PCR)analysis is sensitive, specific, and provides same-day results. In addition, PCR allows the differentiation ofU urealyticumandU parvum, which is not easily accomplished with culture.PCR assay has replaced conventional culture forU urealyticumandU parvumat Mayo Clinic Laboratories due to its speed and equivalent performance to culture. | Not applicable | A positive PCR result for the presence of a specific sequence found within theUreaplasma urealyticumandU parvumureCgene indicates the presence ofU urealyticumorU parvumDNA in the specimen. A negative PCR result indicates the absence of detectableU urealyticumandU parvumDNA in the specimen, but does not rule-out infection as false-negative results may occur due to inhibition of PCR, sequence variability underlying the primers and probes, or the presence ofU urealyticumorU parvumin quantities less than the limit of detection of the assay. | Interfering substances may affect the accuracy of this assay; results should always be interpreted in conjunction with clinical and epidemiological findings. SinceUreaplasmaspeciesmay be part of the normal microbiota, results should be interpreted accordingly. This test does not detect other species ofMycoplasmaorUreaplasma(includingMycoplasma pneumoniae, a common cause of community acquired pneumonia). | 1. Bharat A, Cunningham SA, Scott Budinger GR, Kreisel D, et al: Disseminated Ureaplasma infection as a cause of fatal hyperammonemia in humans. Sci Transl Med 2015;7(284):284re3 2. Stellrecht KA, Woron AM, Mishrik NG, Venezia RA: Comparison of multiplex PCR assay with culture detection of genital mycoplasmas. J Clin Microbiol 2004;42:1528-1533 3. Farrell JJ, Larson JA, Akeson JW, et al:Ureaplasma parvumprosthetic joint infection detected by PCR. J Clin Microbiol 2014;52:2248-2250 4. Waites KB, Taylor-Robinson D:MycoplasmaandUreaplasma.In: Jorgensen JH, ed. Manual of Clinical Microbiology. 11th ed. ASM Press; 2015:1088-1105 5. Kenny GE: Genital mycoplasmas:Mycoplasma genitalium,Mycoplasma hominis, andUreaplasmaspecies. In: Bennett JE, Dolin R, Blaser MJ, eds.Mandell, Douglas, and Bennett's Principles and Practice of Infectious Diseases. Churchill Livingstone;2020:chap 184 | Thispolymerase chain reaction (PCR)method employs a target-specific detection system, including primers and fluorescent resonance energy transfer (FRET) hybridization probes designed for theureCgene ofUreaplasma urealyticumandUreaplasma parvum. The LightCycler instrument amplifies and monitors target nucleic acid sequences by fluorescence during PCR cycling. This is an automated PCR system that can rapidly detect amplified product development. The detection of amplified products is based on the FRET principle. For FRET product detection, a hybridization probe with a donor fluorophore, fluorescein, on the 3' end is excited by an external light source, which emits light that is absorbed by a second hybridization probe with an acceptor fluorophore, LC-Red 640, on the 5' end. The acceptor fluorophore then emits light of a different wavelength that is measured with a signal that is proportional to the amount of specific PCR product. The process is completed in a closed tube system and the melting temperature of the probes allows differentiation ofU urealyticumfromU parvum.(Cunningham SA, Mandrekar JN, Rosenblatt JE, Patel R: Rapid PCR Detection ofMycoplasma hominis,Ureaplasma urealyticum, andUreaplasma parvum. Int J Bacteriol 2013 Jan 30, doi: 10.1155/2013/168742) | 3 to 4 days | 7 days | This test was developed and its performance characteristics determined by Mayo Clinic in a manner consistent with CLIA requirements. It has not been cleared or approved by the US Food and Drug Administration. | 87798 x 287999 (if appropriate for government payers) | Ureaplasma PCR, B | 69934-8 | UBSRC | Specimen Source | 31208-2
URPRP | Ureaplasma species, Molecular Detection, PCR, Plasma | Rapid, sensitive, and specific identification ofUreaplasma urealyticumandUreaplasmaparvumfrom plasma This test isnot intended formedicolegal use. | Real-Time Polymerase Chain Reaction (PCR) using LightCycler and Fluorescent Resonance Energy Transfer (FRET) | Yes | Ureaplasma PCR, P | Plasma EDTA | The high sensitivity of amplification by polymerase chain reaction requires the specimen to be processed in an environment in which contamination of the specimen byUreaplasmaDNA is unlikely. Collection Container/Tube: Preferred:Lavender top (EDTA) Acceptable:Royal blue top (EDTA), pink top (EDTA), or sterile vial containing EDTA-derived aliquot Submission Container/Tube:Screw-capped, sterile container Specimen Volume:1 mL Collection Instructions:Centrifuge and aliquot plasma into a plastic vial. | 0.5 mL | Ureaplasma urealyticumandUreaplasma parvumhave been associated with a number of clinically significant infections, although their clinical significance may not always be clear as they are part of the normal genital microbiota.U urealyticumandU parvumhave been associated with urethritis and epididymitis. They may cause upper urinary tract infection and have been associated with infected kidney stones.U urealyticumandU parvummay be isolated from amniotic fluid of women with preterm labor, premature rupture of membranes, spontaneous term labor, or chorioamnionitis. They may also cause neonatal infections, including meningoencephalitis and pneumonia. In addition,U urealyticumandU parvumhave been reported to cause unusual infections, such as prosthetic joint infection and infections in transplant recipients. Recently,U urealyticumandU parvumhave been found to cause hyperammonemia in lung transplant recipients.(1) In lung transplant recipients with hyperammonemia, the ideal diagnostic specimen is a lower respiratory specimen (eg, bronchoalveolar lavage fluid), althoughU urealyticumandU parvummay also be detected in blood. Treatment directed against these organisms has resulted in resolution of hyperammonemia. Culture ofUreaplasmaspecies is laborious, requiring a high degree of technical skill and taking several days. Polymerase chain reaction (PCR) detection is sensitive, specific, and provides same-day results. In addition, PCR allows the differentiation ofU urealyticumandU parvum, which is not easily accomplished with culture.PCR assay has replaced conventional culture forU urealyticumandU parvumat Mayo Clinic Laboratories due to its speed and equivalent performance to culture. | Not applicable | A positive polymerase chain reaction (PCR) result for the presence of a specific sequence found within theUreaplasma urealyticumandUreaplasma parvumureCgene indicates the presence ofU urealyticumorU parvumDNA in the specimen. A negative PCR result indicates the absence of detectableU urealyticumandU parvumDNA in the specimen but does not rule out infection as false-negative results may occur due to inhibition of PCR, sequence variability underlying the primers and probes, or the presence ofU urealyticumorU parvumin quantities below the limit of detection of the assay. | Interfering substances may affect the accuracy of this assay; results should always be interpreted in conjunction with clinical and epidemiological findings. SinceUreaplasmaspeciesmay be part of the normal microbiota, results should be interpreted accordingly. This test does not detect other mycoplasmas or ureaplasmas (includingMycoplasma pneumoniae,a common cause of community acquired pneumonia). | 1. Bharat A, Cunningham SA, Scott Budinger GR, Kreisel D, et al: Disseminated Ureaplasma infection as a cause of fatal hyperammonemia in humans. Sci Transl Med. 2015;7(284):284re3 2. Stellrecht KA, Woron AM, Mishrik NG, Venezia RA: Comparison of multiplex PCR assay with culture detection of genital mycoplasmas. J Clin Microbiol. 2004 Apr;42(4):1528-1533 3. Farrell JJ, Larson JA, Akeson JW, et al:Ureaplasma parvumprosthetic joint infection detected by PCR. J Clin Microbiol. 2014;52:2248-2250 4. Waites KB, Taylor-Robinson D:MycoplasmaandUreaplasma.In: Jorgensen JH, ed. Manual of Clinical Microbiology. 11th ed. ASM Press; 2015:1088-1105 5. Kenny GE: Genital mycoplasmas:Mycoplasma genitalium,Mycoplasma hominis, andUreaplasmaspecies. In: Mandell GL ed. Mandell, Douglas, and Bennett's Principles and Practice of Infectious Diseases. Churchill Livingstone; 2008 | This polymerase chain reaction (PCR) method employs a target-specific detection system including primers, as well as fluorescent resonance energy transfer (FRET) hybridization probes designed for theureCgene ofUreaplasma urealyticumandUreaplasma parvum. The LightCycler instrument amplifies and monitors target nucleic acid sequences by fluorescence during PCR cycling. This is an automated PCR system that can rapidly detect amplified product development. The detection of amplified products is based on the FRET principle. For FRET product detection, a hybridization probe with a donor fluorophore, fluorescein, on the 3' end is excited by an external light source, which emits light that is absorbed by a second hybridization probe with an acceptor fluorophore, LC-Red 640, on the 5' end. The acceptor fluorophore then emits light of a different wavelength that is measured with a signal that is proportional to the amount of specific PCR product. The process is completed in a closed tube system and the melting temperature of the probes allows differentiation ofU urealyticumfromU parvum.(Cunningham SA, Mandrekar JN, Rosenblatt JE, Patel R: Rapid PCR detection ofMycoplasma hominis,Ureaplasma urealyticum, andUreaplasma parvum. Int J Bacteriol 2013;2013:168742 doi: 10.1155/2013/168742) | 3 to 4 days | 7 days | This test was developed and its performance characteristics determined by Mayo Clinic in a manner consistent with CLIA requirements. It has not been cleared or approved by the US Food and Drug Administration. | 87798 x 287999 (if appropriate for government payers) | Ureaplasma PCR, P | 69934-8 | UPSRC | Specimen Source | 31208-2
URRP | Ureaplasma species, Molecular Detection, PCR, Varies | Rapid, sensitive, and specific identification ofUreaplasma urealyticumandUreaplasmaparvumfrom genitourinary, reproductive, bone, spine, joint, and lower respiratory sources This test isnot intended formedicolegal use. | Real-Time Polymerase Chain Reaction (PCR) using LightCycler and Fluorescent Resonance Energy Transfer (FRET) | Yes | Ureaplasma PCR | Varies | The high sensitivity of amplification by polymerase chain reaction requires the specimen to be processed in an environment in which contamination of the specimen byUreaplasmaDNA is not likely. Submit only 1 of the following specimens: Specimen Type:Swab Supplies: -Culturette (BBL Culture Swab)(T092) -BD E-Swab (T853) -M4-RT (T605) Sources:Vaginal, cervix, urethra, urogenital, chest/mediastinal; bronchus or lung (donor swab), or upper respiratory sources (only infants <3 months: nasopharynx, nose, throat) Container/Tube: Preferred:Culture swab transport system (Dacron or rayon swab with aluminum or plastic shaftwith either Stuart or Amies liquid medium) Acceptable:Swab in transport media: M4,M4-RT,M5, M6, universal transport media, or ESwab Specimen Volume:1 swab Collection Instructions: Vaginal: 1. Collect specimen by swabbing back and forth over mucosa surface to maximize recovery of cells. 2. Place swab back into swab cylinder. Urethra or cervical: 1. Collect specimen by inserting swab 1 to 3 cm and rotating 360 degrees. 2. Place swab back into swab cylinder. Wound: 1. Collect specimen by swabbing back and forth over wound surface to maximize recovery of cells. 2. Place swab back into swab cylinder. Specimen Type:Fluid Sources:Pelvic, peritoneal, amniotic, prostatic secretions, semen, reproductive drainage or fluid, pleural/chest, chest tube, pericardial Container/Tube:Sterile container Specimen Volume:1 to 2 mL Specimen Type:Respiratory Sources:Sputum, tracheal secretions, bronchial washings, bronchoalveolar lavage, lung; or nasal washings (Note: Nasal washings may only be submitted for infants <3 months of age) Container/Tube:Sterile container Specimen Volume:1 to 2 mL Specimen Type:Synovialfluid Container/Tube: Preferred:Lavender top (EDTA) Acceptable:Pink top (EDTA), royal blue top (EDTA), sterile vial containing EDTA-derived aliquot, red top (no anticoagulant), or sterile container Specimen Volume:1 mL Collection Instructions:Send specimen in original tube. Specimen Type:Urine-first void, kidney/bladder stone, or ureter Container/Tube:Sterile container Specimen Volume:10 mL or entire specimen Collection instructions:Urine first void: Specimen can be collected at any time during the day. The patient should not have urinated for at least 1 hour prior to specimen collection. The first voided portion is the initial 20 to 30 mL of the urine stream obtainedwithoutcleaning the external urethra. Specimen Type:Tissue Sources:Placenta, products of conception, urogenital, respiratory, bronchus, chest/mediastinal, bone, spine, or joint Container/Tube:Sterile container Specimen Volume:5 mm(3) Collection Instructions: 1. Collect fresh tissue specimen. 2. Submit fresh tissue only, do not add fluid to tissue 3. Refrigerate or freeze specimen. | Fluid: 1 mL Urine-first void: 2 mL Swab: 1 swab Tissue: 5 mm(3) | Ureaplasma urealyticumandUreaplasma parvumhave been associated with a number of clinically significant infections, although their clinical significance may not always be clear as they are part of the normal genital microbiota.U urealyticumandU parvumhave been associated with urethritis and epididymitis. They may cause upper urinary tract infection and have been associated with infected kidney stones.U urealyticumandU parvummay be isolated from amniotic fluid of women with preterm labor, premature rupture of membranes, spontaneous term labor, or chorioamnionitis. They may also cause neonatal infections, including meningoencephalitis and pneumonia. In addition,U urealyticumandU parvumhave been reported to cause unusual infections, such as prosthetic joint infection and infections in transplant recipients. Recently,U urealyticumandU parvumhave been found to cause hyperammonemia in lung transplant recipients.(1) In lung transplant recipients with hyperammonemia, the ideal diagnostic specimen is a lower respiratory specimen (eg, bronchoalveolar lavage fluid), althoughU urealyticumandU parvummay also be detected in blood. Treatment directed against these organisms has resulted in resolution of hyperammonemia. Culture ofUreaplasmaspecies is laborious, requiring a high degree of technical skill and taking several days. Polymerase chain reaction (PCR) detection is sensitive, specific, and provides same-day results. In addition, PCR allows the differentiation ofU urealyticumandU parvum, which is not easily accomplished with culture. ThePCR assay has replaced conventional culture forU urealyticumandU parvumat Mayo Clinic Laboratories due to its speed and equivalent performance to culture. | Not applicable | A positive polymerase chain reaction (PCR) result for the presence of a specific sequence found within theUreaplasma urealyticumandUreaplasma parvumureCgene indicates the presence ofU urealyticumorU parvumDNA in the specimen. A negative PCR result indicates the absence of detectableU urealyticumandU parvumDNA in the specimen but does not rule out infection as false-negative results may occur due to inhibition of PCR, sequence variability underlying the primers and probes, or the presence ofU urealyticumorU parvumin quantities less than the limit of detection of the assay. | Interfering substances may affect the accuracy of this assay; results should always be interpreted in conjunction with clinical and epidemiological findings. SinceUreaplasmaspeciesmay be part of the normal microbiota, results should be interpreted accordingly. | 1. Bharat A, Cunningham SA, Scott Budinger GR, et al. Disseminated Ureaplasma infection as a cause of fatal hyperammonemia in humans. Sci Transl Med. 2015;7(284):284re3 2. Stellrecht KA, Woron AM, Mishrik NG, Venezia RA. Comparison of multiplex PCR assay with culture detection of genital mycoplasmas. J Clin Microbiol. 2004;42(4):1528-1533 3. Farrell JJ, Larson JA, Akeson JW, et al. Ureaplasma parvum prosthetic joint infection detected by PCR. J Clin Microbiol. 2014;52(6):2248-2250 4. Waites KB, Bebear C: Mycoplasma and Ureaplasma. In: Carroll KC, Pfaller MA, eds. Manual of Clinical Microbiology. 12th ed. ASM Press; 2019;1117-1136 5. Kenny GE. Genital mycoplasmas: Mycoplasma genitalium, Mycoplasma hominis, and Ureaplasma species. In: Bennett JE, Dolin R, Blaser MJ, eds. Mandell, Douglas, and Bennett's Principles and Practice of Infectious Diseases. 9th ed. Churchill Livingstone; 2020:chap 184 | This polymerase chain reaction (PCR) method employs a target-specific detection system including primers, as well as fluorescent resonance energy transfer (FRET) hybridization probes designed forureCgene ofUreaplasma urealyticumandUreaplasma parvum. The LightCycler instrument amplifies and monitors target nucleic acid sequences by fluorescence during PCR cycling. This is an automated PCR system that can rapidly detect amplified product development. The detection of amplified products is based on the FRET principle. For FRET product detection, a hybridization probe with a donor fluorophore, fluorescein, on the 3' end is excited by an external light source, which emits light that is absorbed by a second hybridization probe with an acceptor fluorophore, LC-Red 640, on the 5' end. The acceptor fluorophore then emits light of a different wavelength that is measured with a signal that is proportional to the amount of specific PCR product. The process is completed in a closed tube system and the melting temperature of the probes allows differentiation ofUreaplasma urealyticumfromUreaplasma parvum.(Cunningham SA, Mandrekar JN, Rosenblatt JE, Patel R: Rapid PCR detection of Mycoplasma hominis, Ureaplasma urealyticum, and Ureaplasma parvum. Int J Bacteriol. 2013;2013:168742. doi: 10.1155/2013/168742) | 3 to 4 days | 7 days | This test was developed and its performance characteristics determined by Mayo Clinic in a manner consistent with CLIA requirements. It has not been cleared or approved by the US Food and Drug Administration. | 87798 x 287999 (if appropriate for government payers) | Ureaplasma PCR | 69934-8 | 35128 | Ureaplasma urealyticum PCR | 51988-4
URCU | Uric Acid, 24 Hour, Urine | Assessment and management of patients with kidneystones,particularly uric acid stones | Uricase | Yes | Uric Acid, 24 HR, U | Urine | Supplies:Sarstedt 5 mL Aliquot Tube (T914) Collection Container/Tube:24-Hour graduated urine container with no metal cap or glued insert Submission Container/Tube:Plastic, 5 mL tube or a clean, plastic aliquot container with no metal cap or glued insert Specimen Volume:5 mL Collection Instructions: 1. Collect urine for 24 hours. 2. Refrigerate specimen within 4 hours of completion of 24-hour collection. Additional Information:SeeUrine Preservatives-Collection and Transportation for 24-Hour Urine Specimensfor multiple collections. | 1 mL | Uric acid is the end-product of purine metabolism. It is freely filtered by the glomeruli and most is reabsorbed by the tubules. There is also active tubular secretion. Increased levels of uric acid in the urine usually accompany increased plasma uric acid levels unless there is a decreased excretion of uric acid by the kidneys. Urine uric acid levels reflect the amount of dietary purines and endogenous nucleic acid breakdown. | Males > or =18 years old: 200-1,000 mg/24 hours Females > or =18 years old: 250-750 mg/24 hours Reference values have not been established for patients who are less than 18 years of age. The reference value is for a 24-hour collection. | Urinary uric acid excretion is elevated in a significant proportionof patients with uric acid stones. Uric acid excretion can be either decreased or increased inresponse to a variety of pharmacologic agents. Urine uric acid levels are elevated in states of uric acid overproductionsuch as in leukemia and polycythemia and after intake of food richin nucleoproteins. | High levels of bilirubin and ascorbic acid may interfere with measurement. | 1. Lamb EJ, Jones GRD: Kidney function tests.Rifai N, Horvath AR, Wittwer CT, eds:Tietz Textbook of Clinical Chemistry and Molecular Diagnostics. 6th ed. Elsevier;2018:500-503 2. Newman DJ, Price CP: Renal function and nitrogen metabolites. In: Tietz NW, ed. Textbook of Clinical Chemistry. WB Saunders Company; 1999:1245-1250 | Uric acid is oxidized by the specific enzyme uricase to form allantoin and peroxide. Peroxide reacts in the presence of peroxidase and a color reagent to form a red color, the intensity of which is proportional to the uric acid concentration.(Package insert: Roche Uric Acid Plus. Roche Diagnostics; V13.0 05/2019) | Same day/1 to 3 days | 7 days | This test has been cleared, approved, or is exempt by the US Food and Drug Administration and is used per manufacturer's instructions. Performance characteristics were verified by Mayo Clinic in a manner consistent with CLIA requirements. | 84560 | Uric Acid, 24 HR, U | 3087-4 | UACN1 | Uric Acid Concentration | 21587-1
FUABF | Uric Acid, Body Fluid |  | Quantitative Spectrophotometry | Yes | Uric Acid, Body Fluid | Body Fluid | Acceptable specimens: Drain, Peritoneal/Ascites, Pleural or Synovial Fluid. Collect 1 mL body fluid, centrifuge and separate to remove cellular material. Send frozen in plastic container. | 0.5 mL |  | Units: mg/dL |  |  |  |  | 1 to 5 days |  | This test was developed and its performance characteristics determined by ARUP Laboratories It has not been cleared or approved by the US Food and Drug Administration. This test was performed in a CLIA certified laboratory and is intended for clinical purpose. | 84560 | Uric Acid, Body Fluid | 53612-8 | Z4609 | Uric Acid Fluid Source | 31208-2
URIC | Uric Acid, Serum | Diagnosis and treatment of renal failure Monitoring patients receiving cytotoxic drugs and a variety of other disorders, including gout, leukemia, psoriasis, starvation and other wasting conditions | Photometric, Uricase/Quinone-Imine Dye Formation | Yes | Uric Acid, S | Serum | Collection Container/Tube: Preferred:Serum gel Acceptable:Red top Specimen Volume:0.5 mL Submission Container/Tube:Plastic vial Collection Instructions: 1. Serum gel tubes should be centrifuged within 2 hours of collection. 2. Red-top tubes should be centrifuged and aliquoted within 2 hours of collection. | 0.25 mL | Uric acid is the final product of purine metabolism in humans. Purines, compounds that are vital components of nucleic acids and coenzymes, may be synthesized in the body or they may be obtained by ingesting foods rich in nucleic material (eg, liver, sweetbreads). Approximately 75% of the uric acid excreted is lost in the urine; most of the remainder is secreted into the gastrointestinal tract where it is degraded to allantoin and other compounds by bacterial enzymes. Asymptomatic hyperuricemia is frequently detected through biochemical screening. The major causes of hyperuricemia are increased purine synthesis, inherited metabolic disorder, excess dietary purine intake, increased nucleic acid turnover, malignancy, cytotoxic drugs, and decreased excretion due to chronic renal failure or increased renal reabsorption. Long-term follow-up of these patients is undertaken because many are at risk of developing renal disease; few of these patients ever develop the clinical syndrome of gout. Hypouricemia, often defined as serum urate below 2.0 mg/dL, is much less common than hyperuricemia. It may be secondary to severe hepatocellular disease with reduced purine synthesis, defective renal tubular reabsorption, overtreatment of hyperuricemia with allopurinol, as well as some cancer therapies (eg, 6-mercaptopurine). | Males 1-10 years: 2.4-5.4 mg/dL 11 years: 2.7-5.9 mg/dL 12 years: 3.1-6.4 mg/dL 13 years: 3.4-6.9 mg/dL 14 years: 3.7-7.4 mg/dL 15 years: 4.0-7.8 mg/dL > or =16 years: 3.7-8.0 mg/dL Reference values have not been established for patients who are <12 months of age. Females 1 year: 2.1-4.9 mg/dL 2 years: 2.1-5.0 mg/dL 3 years: 2.2-5.1 mg/dL 4 years: 2.3-5.2 mg/dL 5 years: 2.3-5.3 mg/dL 6 years: 2.3-5.4 mg/dL 7-8 years: 2.3-5.5 mg/dL 9-10 years: 2.3-5.7 mg/dL 11 years: 2.3-5.8 mg/dL 12 years: 2.3-5.9 mg/dL > or =13 years:2.7-6.1 mg/dL Reference values have not been established for patients who are <12 months of age. | Hyperuricemia is most commonly defined by serum or plasma uric acid concentrations above 8.0 mg/dL in males or above 6.1 mg/dL in females. | The following drugs cause interference (falsely decreased levels) at therapeutic concentrations: -Alpha-methyldopa -Desferoxamine -Calcimdobesilate Results can be falsely decreased in patients with elevated levels of N-acetyl-p-benzoquinone imine (NAPQI, a metabolite of acetaminophen), N-acetylcysteine (NAC), and metamizole. | Tietz Textbook of Clinical Chemistry. Chapter 24: Fourth edition, Edited by CA Burtis, ER Ashwood, WS Bruns. WB Saunders Company, Philadelphia, 2006, pp 803-807 | Uric acid is oxidized by uricase to form allantoin and hydrogen peroxide. The hydrogen peroxide reacts with TOOS (N-ethyl-N-[2-hydroxy-3-sulfopropyl]-3-methylaniline) and 4-aminophenazone in the presence of peroxidase to form a quinone-imine dye. The intensity of the red color formed is proportional to the uric acid concentration. Prior to the start of the reaction, the sample is initially incubated with a reagent mixture containing ascorbate oxidase and a clearing system. This eliminates any ascorbic acid present in the sample which could interfere with the peroxidase indicator reaction.(Package insert: Roche Uric Acid reagent, Roche Diagnostic Corp., Indianapolis IN, V10. 12/2018) | Same day/1 to 2 days | 1 week | This test has been cleared, approved, or is exempt by the US Food and Drug Administration and is used per manufacturer's instructions. Performance characteristics were verified by Mayo Clinic in a manner consistent with CLIA requirements. | 84550 | Uric Acid, S | 3084-1 | URIC | Uric Acid, S | 3084-1
RURC1 | Uric Acid/Creatinine Ratio, Random, Urine | Differentiation of acute uric acid nephropathy from other causes of acute kidney failure For patients who cannot collect a 24-hour specimen, typically small children, a uric acid to creatinine ratio can be used to approximate 24-hour excretion | URCO3: Uricase CRETR: Enzymatic Colorimetric Assay RTIO1: Calculation | Yes | Uric Acid/Creat Ratio, Random, U | Urine | Supplies:Sarstedt Aliquot Tube 5 mL (T914) Collection Container/Tube:Plastic urine container Submission Container/Tube:Plastic, 5-mL tube or a clean, plastic aliquot container with no metal cap or glued insert Specimen Volume:4 mL Collection Instructions: 1. Collect a random urine specimen. 2. No preservative. | 1 mL | Uric acid is the end-product of purine metabolism. It is freely filtered by the glomeruli and most is reabsorbed by the tubules. There is also active tubular secretion. Increased levels of uric acid in the urine usually accompany increased plasma uric acid levels unless there is a decreased excretion of uric acid by the kidneys. Urine uric acid levels reflect the amount of dietary purines and endogenous nucleic acid breakdown. Acute uric acid nephropathy can cause acute renal failure due to uric acid precipitation within tubules. This is most commonly seen in patients with hematologic malignancies (eg, lymphoma, leukemia), often after acute lysis of cells by chemotherapy. Less commonly this may be seen with seizures, treatment of solid tumors, overproduction of uric acid in metabolic disorders such as Lesch-Nyhan syndrome or decreased uric acid reabsorption in the proximal nephron due to tubular disorder (Fanconi syndrome). | >or =18 years: <0.60 mg/mg creatinine Reference values have not been established for patients who are younger than 18 years. | Uric acid excretion can be either decreased or increased in response to a variety of pharmacologic agents. Urine uric acid levels are elevated in states of uric acid overproduction such as in leukemia and polycythemia and after intake of food rich in nucleoproteins. A uric acid to creatinine ratio (mg/mg) greater than 1.0 is consistent with acute uric acid nephropathy, whereas values less than 0.75 are consistent with other causes of acute renal failure.(1) A timed 24-hour collection is usually the preferred method for measuring and interpreting this urinary analyte. Random collections normalized to urinary creatinine may be of clinical use in 2 scenarios, however: -When acute renal failure secondary to uric acid is suspected, a uric acid to creatinine ratio (mg/mg) greater than 1.0 is consistent with acute uric acid nephropathy, whereas values less than 0.75 are consistent with other causes of acute renal failure.(1) -In patients who cannot collect a 24-hour specimen, typically small children, a uric acid creatinine ratio can be used to approximate 24-hour excretion. Pediatric Reference Ranges ofUric Acid/Creatinine (mg/mg)(2) Age (year) 5th Percentile 95th Percentile 0-0.5 >1.189 <2.378 0.5-1 >1.040 <2.229 1-2 >0.743 <2.080 2-3 >0.698 <1.932 3-5 >0.594 <1.635 5-7 >0.446 <1.189 7-10 >0.386 <0.832 10-14 >0.297 <0.654 14-17 >0.297 <0.594 | High levels of bilirubin and ascorbic acid may interfere with measurement. | 1.Lamb EJ, Jones GRD.Kidney function tests.In: Rifai N, Horvath AR, Wittwer CT, eds. Tietz Textbook of Clinical Chemistry and Molecular Diagnostics. 6th ed. Elsevier; 2018:500-503 2. Kelton J, Kelley WN, Holmes EW. A rapid method for the diagnosis of acute uric acid nephropathy. Arch Intern Med. 1978;138(4):612-615 3.Matos V, Van Melle G, Werner D et al. Urinary oxalateand urate to creatinine ratios in a healthy pediatric population. Am J Kidney Dis. 1999; Aug;34(2):e1 4. Newman DJ, Price CP. Renal function and nitrogen metabolites. In: Tietz NW, ed. Textbook of Clinical Chemistry. WB Saunders Company, 1999:1245-1250 | Uric acid is oxidized by the specific enzyme uricase to form allantoin and peroxide. Peroxide reacts in the presence of peroxidase and a color reagent to form a red color, the intensity of which is proportional to the uric acid concentration.(Package insert: Roche Uric Acid Plus. Roche Diagnostics; V12.0 02/2022) Creatinine Method: The enzymatic method is based on the determination of sarcosine from creatinine with the aid of creatininase, creatinase, and sarcosine oxidase. The liberated hydrogen peroxide is measured via a modified Trinder reaction using a colorimetric indicator. Optimization of the buffer system and the colorimetric indicator enables the creatinine concentration to be quantified both precisely and specifically.(Package insert: Creatinine plus v2. Roche Diagnostics; V2.0 03/2023) | Same day/1 day | 7 days | This test has been cleared, approved, or is exempt by the US Food and Drug Administration and is used per manufacturer's instructions. Performance characteristics were verified by Mayo Clinic in a manner consistent with CLIA requirements. | 8456082570 | Uric Acid/Creat Ratio, Random, U | 3089-0 | URCO3 | Uric Acid, Random, U | 3086-6
GALE | Uridine Diphosphate-Galactose 4' Epimerase, Blood | Diagnosis of uridine diphosphate-galactose 4' epimerase deficiency | Enzyme Reaction followed by Liquid Chromatography-Tandem Mass Spectrometry (LC-MS/MS) | Yes | UDP-galactose 4' epimerase, RBC | For more information seeGalactosemia Testing Algorithm. | Multiple whole blood tests for galactosemia can be performed on 1 specimen. Prioritize order of testing when submitting specimens. For a list of tests that can be ordered together, seeGalactosemia-Related Test List. Container/Tube: Preferred:Lavender top (EDTA) Acceptable:Green top (sodium or lithium heparin) or yellow top (ACD) Specimen Volume:5 mL | 2 mL | Galactosemia is an autosomal recessive disorder that results from a deficiency of any 1 of the 4 enzymes catalyzing the conversion of galactose to glucose: galactose-1-phosphate uridyltransferase (GALT), galactokinase (GALK), uridine diphosphate galactose-4-epimerase (GALE), and galactose mutarotase (GALM). Epimerase deficiency galactosemia can be categorized into 3 types: generalized, peripheral, and intermediate. Generalized epimerase deficiency galactosemia is rare with less than 10 cases described in the literature and results in profoundly decreased enzyme activity in all tissues, whereas peripheral epimerase deficiency galactosemia results in decreased enzyme activity in red and white blood cells, but normal enzyme activity in all other tissues. This is compared to intermediate epimerase deficiency galactosemia, which results in decreased enzyme activity in red and white blood cells and less than 50% of normal enzyme levels in other tissues. Clinically, infants with generalized epimerase deficiency galactosemia develop symptoms such as liver and kidney dysfunction and mild cataracts when on a normal milk diet, while infants with peripheral or intermediate epimerase deficiency galactosemia do not develop any symptoms. Generalized epimerase deficiency galactosemia is treated by a galactose- and lactose-restricted diet, which can improve or prevent the symptoms of kidney and liver dysfunction and mild cataracts. Despite adequate treatment from an early age, individuals with generalized epimerase deficiency galactosemia remain at increased risk for developmental delay and intellectual disability. Unlike patients with classic galactosemia resulting from a GALT deficiency, female patients with generalized epimerase deficiency galactosemia experience normal puberty and are not at increased risk for premature ovarian failure. Based upon reports by newborn screening programs, the frequency of epimerase deficiency galactosemia in the United States ranges from approximately 1 in 6700 African American infants to 1 in 70,000 infants of European ancestry. Galactose-1-phosphate (Gal1P) accumulates in the erythrocytes of patients with galactosemia due to either GALT or GALE deficiency or in neonates with GALM deficiency. The quantitative measurement of Gal1P (GAL1P / Galactose-1-Phosphate, Erythrocytes) is useful for monitoring compliance with dietary therapy. Gal1P is thought to be the causative factor for development of liver disease in patients with GALT or GALE deficiency. Because of this, patients should maintain low levels and be monitored on a regular basis. Newborn screening varies from state to state and identifies potentially affected individuals by measuring total galactose (galactose and Gal1P) or determining the activity of the GALT enzyme. The diagnosis of galactosemia is established by follow-up quantitative measurement of GALT enzyme activity. If enzyme levels are normal, but an infant has an elevated Gal-1-P, then epimerase deficiency galactosemia should be considered. Molecular analysis of theGALEgene is available; order CGPH / Custom Gene Panel, Hereditary, Next-Generation Sequencing, Varies and specify Gene List ID: IEMCP- MGXGL2. For more information seeGalactosemia Testing Algorithm. | > or =3.5 nmol/h/mg of hemoglobin | Results below 3.5 nmol/h/mg of hemoglobin in properly submitted specimens have different causes from carrier status for a disease-causing variant in theGALEgene (typically reduced uridine diphosphate-galactose 4' epimerase [GALE] activity close to the normal activity range) to generalized epimerase deficiency galactosemia due to biallelic disease-causing variants in theGALEgene that markedly reduce GALE activity. Further differentiation requires additional biochemical and molecular genetic analyses as well as correlation with clinical signs and symptoms. Normal results (> or =3.5 nmol/hour/mg of hemoglobin) are not consistent with galactosemia due to GALE deficiency. |  | 1. Fridovich-Keil J, Bean L, He M, Schroer R. Epimerase deficiency galactosemia. In: Adam MP, Feldman J, Mirzaa GM,, et al. eds. GeneReviews [Internet]. University of Washington, Seattle; 2011. Updated March 11, 2021. Accessed September 12, 2024. Available at www.ncbi.nlm.nih.gov/books/NBK51671/ 2. Walter JH, Fridovich-Keil JL. Galactosemia. In: Valle D, Antonarakis S, Ballabio A, Beaudet AL, Mitchell GA, eds. The Online Metabolic and Molecular Bases of Inherited Disease. McGraw-Hill; 2019. Accessed September 12, 2024. Available at https://ommbid.mhmedical.com/content.aspx?bookid=2709&sectionid=%20225081023 3. Timson DJ. Type IV galactosemia. Genet Med. 2019;21(6):1283-1285. doi:10.1038/s41436-018-0359-z 4. Wada Y, Kikuchi A, Arai-Ichinoi N, et al. Biallelic GALM pathogenic variants cause a novel type of galactosemia. Genet Med. 2019;21(6):1286-1294. doi:10.1038/s41436-018-0340-x | A buffered enzyme incubation with substrate and cofactors is performed on lysed red blood cells. A post-incubation extraction is performed and subjected to liquid chromatography-tandem mass spectrometry. The ratio of the extracted product to its internal standard is used to calculate the total enzymatic product. This is then normalized using the calculated hemoglobin concentration to determine the patient's enzyme level in nmol/h/mg of hemoglobin.(Unpublished Mayo method) | 6 to 12 days | 2 months | This test was developed and its performance characteristics determined by Mayo Clinic in a manner consistent with CLIA requirements. It has not been cleared or approved by the US Food and Drug Administration. | 82542 | UDP-galactose 4' epimerase, RBC | 79469-3 | 37978 | Reviewed By | 18771-6
UPII | Uroplakin II Immunostain, Technical Component Only | Characterization of urothelial carcinoma | Immunohistochemistry (IHC) | Yes | Uroplakin II IHC, Tech Only | For the initial technical component only immunohistochemical (IHC) stain performed, the appropriate bill-only test ID will be reflexed and charged (IHTOI). For each additional technical component only IHC stain performed, an additional bill-only test ID will be reflexed and charged (IHTOA). | Supplies:Immunostain Technical Only Envelope (T693) Specimen Type:Tissue Container/Tube:Immunostain Technical Only Envelope Preferred:2 unstained positively charged glass slide (25- x 75- x 1-mm) per test ordered; sections 4-microns thick Acceptable:Formalin-fixed, paraffin-embedded tissue block |  | Uroplakin II (UPII) is a cell membrane protein that forms urothelial plaques on the surface of each urothelial cell and is expressed in the cytoplasm. UPII expression is used in the differentiation between urothelial carcinoma from secondary malignancies involving the urinary tract. UPII also aids in the identification of urothelial origin. |  | This test does not include pathologist interpretation, only technical performance of the stain. If interpretation is required, order PATHC / Pathology Consultation for a full diagnostic evaluation or second opinion of the case. The positive and negative controls are verified as showing appropriate immunoreactivity. If a control tissue is not included on the slide, a scanned image of the relevant quality control tissue is available upon request; call 855-516-8404. Interpretation of this test should be performed in the context of the patient's clinical history and other diagnostic tests by a qualified pathologist. | Age of a cut paraffin section can affect immunoreactivity. Stability thresholds vary widely among published literature and are antigen dependent. Best practice is for paraffin sections to be cut within 6 weeks. | 1. Borhan WM, Cimino-Mathews AM, Montgomery EA, Epstein JI: Immunohistochemical differentiation of plasmacytoid urothelial carcinoma from secondary carcinoma involvement of the bladder. Am J Surg Pathol. 2017 Nov;41(11):1570-1575 2. Leivo MZ, Elson PJ, Tacha DE, Delahunt B, Hansel DE. A combination of p40, GATA-3 and uroplakin II shows utility in the diagnosis and prognosis of muscle-invasive urothelial carcinoma. Pathology. 2016;48(6):543-549. doi:10.1016/j.pathol.2016.05.008 3. Tian W, Guner G, Miyamoto H, et al. Utility of uroplakin II expression as a marker of urothelial carcinoma. Hum Pathol. 2015;46(1):58-64 4. Magaki S, Hojat SA, Wei B, So A, Yong WH. An introduction to the performance of immunohistochemistry. Methods Mol Biol. 2019;1897:289-298. doi:10.1007/978-1-4939-8935-5_25 | Immunohistochemistry on sections of paraffin-embedded tissue.(Unpublished Mayo method) | 1 to 3 days | Until staining is complete. | This test has been cleared, approved, or is exempt by the US Food and Drug Administration and is used per manufacturer's instructions. Performance characteristics were verified by Mayo Clinic in a manner consistent with CLIA requirements. | 88342-TC, primary88341-TC, if additional IHC | Uroplakin II IHC, Tech Only | No LOINC Needed | 610491 | Uroplakin II IHC, Tech Only | No LOINC Needed
UPGDW | Uroporphyrinogen Decarboxylase, Washed Erythrocytes | Diagnosis of porphyria cutanea tarda type II andhepatoerythropoietic porphyria | High-Performance Liquid Chromatography (HPLC)/Incubation of Lysed Erythrocytes | Yes | UPG Decarboxylase, RBC | The workup of patients with a suspected porphyria is most effective when following a stepwise approach. SeePorphyria (Cutaneous) Testing Algorithmor call 800-533-1710 to discuss testing strategies. If guidance is needed for an acute form of porphyria, thePorphyria (Acute) Testing Algorithmis also available. | Patient Preparation:Patientmust notconsume any alcohol for 24 hours before specimen collection.This is essential as alcohol suppresses enzyme activity for 24 hours after ingestion. CollectionContainer/Tube: Preferred:Green top (sodium heparin) Acceptable:Lavender top (EDTA) or green top (lithium heparin) SubmissionContainer/Tube:Plastic vial Specimen Volume:Entire washed erythrocyte suspension Collection Instructions:Collect and process whole blood specimen as follows: 1. Transfer entire specimen to a 12-mL graduated centrifuge tube. 2. Centrifuge specimen at 4 degrees C for 10 minutes at 2000 rpm. 3. Record volume of packed cells and the total volume of the specimen. 4. Discard supernatant plasma. 5. Wash erythrocytes 2 times by resuspension with 5 mL of cold 0.9% saline, discarding supernatant after each washing. 6. Resuspend packed cells to the original total volume with 0.9% saline. Invert specimen gently to mix. | 1 mL of washed and resuspended erythrocytes | The porphyrias are a group of inherited disorders resulting from enzyme defects in the heme biosynthetic pathway. Porphyria cutanea tarda (PCT) is the most common porphyria resulting from inhibition of hepatocyte or erythrocyte uroporphyrinogen decarboxylase (UROD; seeThe Heme Biosynthetic Pathway). PCT is classified into 3 subtypes. The most frequently encountered is type I, a sporadic or acquired form, typically associated with concomitant disease or other precipitating factors. Patients exhibit normal UROD activity in erythrocytes but decreased hepatic activity. This differs from type II PCT in which patients exhibit approximately 50% activity in both erythrocytes and hepatocytes. Type II accounts for about 20% of cases and is inherited in an autosomal dominant manner with low penetrance. Type III is a rare familial form seen in less than 5% of PCT cases. As in type I, patients with type III PCT have normal UROD activity in erythrocytes with decreased hepatic activity. Type III cases are distinguished from type I by the history of other affected family members. Hepatoerythropoietic porphyria (HEP) is a rare autosomal recessive form of porphyria that typically presents in early childhood. Patients have a severe deficiency of UROD, with activity levels 10% of normal in both hepatocytes and erythrocytes. All forms of PCT and HEP result in accumulation of uroporphyrin and intermediary carboxyl porphyrins in skin, subcutaneous tissues, and the liver. The most prominent clinical characteristics are cutaneous photosensitivity and scarring on sun-exposed surfaces. Patients experience chronic blistering lesions resulting from mild trauma to sun-exposed areas. These fluid-filled vesicles rupture easily, become crusted, and heal slowly. Secondary infections can cause areas of hypo- or hyperpigmentation or sclerodermatous changes and may result in the development of alopecia at sites of repeated skin damage. Liver disease is common in patients with PCT as evidenced by abnormal liver function tests, with 30% to 40% of patients developing cirrhosis. In addition, there is an increased risk of hepatocellular carcinoma. | > or =1.00 RU (normal) 0.80-0.99 RU (indeterminate) <0.80 RU (indicative of PCT type II) RU = Relative Units | Abnormal results are reported with a detailed interpretation that may include an overview of the results and their significance, a correlation to available clinical information provided with the specimen, differential diagnosis, recommendations for additional testing when indicated, and available, and a phone number to reach one of the laboratory directors in case the referring physician has additional questions. | Alcohol ingestion within 24 hours of specimen collection may lead to a false-positive result. Exposure of specimens to significant heat during the summer months may cause a decrease in the uroporphyrinogen decarboxylase enzyme activity. | 1. Tortorelli S, Kloke K, Raymond K. Disorders of porphyrin metabolism. In: Dietzen DJ, Bennett MJ, Wong EDD, eds. Biochemical and Molecular Basis of Pediatric Disease. 4th ed. AACC Press; 2010:307-324 2. Nuttall KL, Klee GG. Analytes of hemoglobin metabolism-porphyrins, iron, and bilirubin. In: Burtis CA, Ashwood ER, eds. Tietz Textbook of Clinical Chemistry. 5th ed. WB Saunders Company; 2001:584-607 3. Anderson KE, Sassa S, Bishop DF, Desnick RJ. Disorders of heme biosynthesis: X-Linked sideroblastic anemia and the porphyrias. In: Valle DL, Antonarakis S, Ballabio A, Beaudet AL, Mitchell GA, eds. The Online Metabolic and Molecular Bases of Inherited Disease. McGraw-Hill; 2019. Accessed April 22, 2024. Available at https://ommbid.mhmedical.com/content.aspx?sectionid=225540906&bookid=2709 4. Singal AK. Porphyria cutanea tarda: Recent update. Mol Genet Metab. 2019;128(3):271-281. doi:10.1016/j.ymgme.2019.01.004 | This procedure is performed by incubation of lysed red blood cells with delta-aminolevulinic acid as the substrate followed by analysis of the porphyrins formed.(Unpublished Mayo method) | 2 to 6 days | 14 days | This test was developed and its performance characteristics determined by Mayo Clinic in a manner consistent with CLIA requirements. It has not been cleared or approved by the US Food and Drug Administration. | 82657 | UPG Decarboxylase, RBC | 49596-0 | 606382 | Reviewed By | 18771-6
UPGD | Uroporphyrinogen Decarboxylase, Whole Blood | Preferred test for the confirmation of a diagnosis of porphyria cutanea tarda type II and hepatoerythropoietic porphyria | High-Performance Liquid Chromatography (HPLC)/Incubation of Lysed Erythrocytes | Yes | UPG Decarboxylase, WB | The workup of patients with a suspected porphyria is most effective when following a stepwise approach. SeePorphyria (Cutaneous) Testing Algorithmor call 800-533-1710 to discuss testing strategies. If guidance is needed for an acute form of porphyria, thePorphyria (Acute) Testing Algorithmis also available. | Patient Preparation:Patientmust notconsume any alcohol for 24 hours before specimen collection.This is essential as alcohol suppresses enzyme activity for 24 hours after ingestion. Container/Tube: Preferred:Green top (sodium heparin) Acceptable:Lavender top (EDTA) or green top (lithium heparin) Specimen Volume:4 mL | 3 mL | The porphyrias are a group of inherited disorders resulting from enzyme defects in the heme biosynthetic pathway. Porphyria cutanea tarda (PCT) is the most common porphyria resulting from inhibition of hepatocyte or erythrocyte uroporphyrinogen decarboxylase (UROD; seeThe Heme Biosynthetic Pathway). PCT is classified into 3 subtypes. The most frequently encountered is type I, a sporadic or acquired form, typically associated with concomitant disease or other precipitating factors. Patients exhibit normal UROD activity in erythrocytes but decreased hepatic activity. This differs from type II PCT in which patients exhibit approximately 50% activity in both erythrocytes and hepatocytes. Type II accounts for about 20% of cases and is inherited in an autosomal dominant manner with low penetrance. Type III is a rare familial form seen in less than 5% of PCT cases. As in type I, patients with type III PCT have normal UROD activity in erythrocytes with decreased hepatic activity. Type III cases are distinguished from type I by the history of other affected family members. Hepatoerythropoietic porphyria (HEP) is a rare autosomal recessive form of porphyria that typically presents in early childhood. Patients have a severe deficiency of UROD, with activity levels 10% of normal in both hepatocytes and erythrocytes. All forms of PCT and HEP result in accumulation of uroporphyrin and intermediary carboxyl porphyrins in skin, subcutaneous tissues, and the liver. The most prominent clinical characteristics are cutaneous photosensitivity and scarring on sun-exposed surfaces. Patients experience chronic blistering lesions resulting from mild trauma to sun-exposed areas. These fluid-filled vesicles rupture easily, become crusted, and heal slowly. Secondary infections can cause areas of hypo- or hyperpigmentation or sclerodermatous changes and may result in the development of alopecia at sites of repeated skin damage. Liver disease is common in patients with PCT as evidenced by abnormal liver function tests, with 30% to 40% of patients developing cirrhosis. In addition, there is an increased risk of hepatocellular carcinoma. | > or =1.00 RU (normal) 0.80-0.99 RU (indeterminate) <0.80 RU (indicative of PCT type II) RU = Relative Units | Abnormal results are reported with a detailed interpretation that may include an overview of the results and their significance, a correlation to available clinical information provided with the specimen, differential diagnosis, recommendations for additional testing when indicated, and available, and a phone number to reach a laboratory director in case the referring physician has additional questions. | Alcohol ingestion within 24 hours of specimen collection may lead to a false-positive result. Exposure of specimens to significant heat during the summer months may cause a decrease in the uroporphyrinogen decarboxylase enzyme activity. | 1. Tortorelli S, Kloke K, Raymond K. Disorders of porphyrin metabolism. In: Dietzen DJ, Bennett MJ, Wong EDD, eds. Biochemical and Molecular Basis of Pediatric Disease. 4th ed. AACC Press; 2010:307-324 2. Nuttall KL, Klee GG. Analytes of hemoglobin metabolism-porphyrins, iron, and bilirubin. In: Burtis CA, Ashwood ER, eds. Tietz Textbook of Clinical Chemistry. 5th ed. WB Saunders Company; 2001:584-607 3. Anderson KE, Sassa S, Bishop DF, Desnick RJ. Disorders of heme biosynthesis: X-Linked sideroblastic anemia and the porphyrias. In: Valle DL, Antonarakis S, Ballabio A, Beaudet AL, Mitchell GA, eds. The Online Metabolic and Molecular Bases of Inherited Disease. McGraw-Hill; 2019. Accessed April 22, 2024. Available at https://ommbid.mhmedical.com/content.aspx?sectionid=225540906&bookid=2709 4. Singal AK. Porphyria cutanea tarda: Recent update. Mol Genet Metab. 2019;128(3):271-281. doi:10.1016/j.ymgme.2019.01.004 | This procedure is performed by incubation of lysed red blood cells with delta-aminolevulinic acid as the substrate followed by analysis of the porphyrins formed.(Unpublished Mayo method) | 2 to 6 days | 14 days | This test was developed and its performance characteristics determined by Mayo Clinic in a manner consistent with CLIA requirements. It has not been cleared or approved by the US Food and Drug Administration. | 82657 | UPG Decarboxylase, WB | 49596-0 | 606380 | Reviewed By | 18771-6
UPGC | Uroporphyrinogen III Synthase (Co-Synthase), Erythrocytes | Diagnosis of congenital erythropoietic porphyria This test isnot useful fordiagnosis of acute intermittent porphyria (AIP). | High-Performance Liquid Chromatography (HPLC) | Yes | Uroporphyrinogen III Synthase, RBC | The following algorithms are available: | All porphyrin tests on erythrocytes can be performed on one collection tube. Patient Preparation:Patientmust notconsume any alcohol for 24 hours before specimen collection. Container/Tube:Green top (sodium or lithium heparin) Specimen Volume:4 mL Collection Instructions:Immediately place specimen on wet ice. | 3 mL | The porphyrias are a group of inherited disorders resulting from enzyme defects in the heme biosynthetic pathway. Congenital erythropoietic porphyria (CEP) is an extremely rare, autosomal recessive porphyria that typically presents in early infancy. Also known as Gunther disease, CEP results from a deficiency of uroporphyrinogen III (co-) synthase (UROIIIS). In most cases, the disorder is suggested during the first few days or weeks of life by pink, violet, or brown urinary staining of diapers. Clinical symptoms include hemolytic anemia, hepatosplenomegaly, skin photosensitivity, scarring and blistering, red or brown dental discoloration (erythrodontia), and hypertrichosis (excess body hair). Growth and cognitive developmental delays are commonly observed in individuals with CEP. A few cases of adult-onset CEP have been reported, typically associated with a myelodysplastic syndrome. The workup of patients with a suspected porphyria is most effective when following a stepwise approach. Molecular confirmatory testing is available on a clinical basis; order CGPH / Custom Gene Panel, Hereditary, Next-Generation Sequencing, Varies; specify UROS Gene List ID: IEMCP-8W4945. For more information seePorphyria (Cutaneous) Testing Algorithmor call 800-533-1710 to discuss testing strategies. | > or =75 Relative Units (normal) For more information seeThe Heme Biosynthetic Pathway | Abnormal results are reported with a detailed interpretation that may include an overview of the results and their significance, a correlation to available clinical information provided with the specimen, differential diagnosis, recommendations for additional testing when indicated and available, and a phone number to reach a laboratory director in case the referring physician has additional questions. | This test isnotuseful for ruling out acute intermittent porphyria (AIP), a disorder caused by decreased uroporphyrinogen I synthase (also known as porphobilinogen deaminase). For AIP, order PBGD_ / Porphobilinogen Deaminase, Whole Blood. This test does not reliably distinguish between individuals who are carriers for congenital erythropoietic porphyria (CEP) and are at risk for having an affected child. If possible, specimens from patients suspected of having CEP should be collected prior to blood transfusions; uroporphyrinogen (UPG) III synthase activity in transfused erythrocytes can cause false-negative results. Abstinence from alcohol for at least 24 hours is essential for accurate results. While the effects of alcohol on this enzyme have not yet been determined, alcohol is known to suppress or induce other enzymes in the heme biosynthetic pathway. | 1. Tortorelli S, Kloke K, Raymond K: Disorders of porphyrin metabolism. In: Dietzen DJ, Bennett MJ, Wong EDD, eds. Biochemical and Molecular Basis of Pediatric Disease. 4th ed. AACC Press; 2010:307-324 2. Nuttall KL, Klee GG: Analytes of hemoglobin metabolism-porphyrins, iron, and bilirubin. In: Burtis CA, Ashwood ER, eds. Tietz Textbook of Clinical Chemistry. 5th ed. WB Saunders Company; 2001:584-607 3. Anderson KE, Sassa S, Bishop DF, Desnick RJ. Disorders of heme biosynthesis: X-Linked sideroblastic anemia and the porphyrias. In: Valle DL, Antonarakis S, Ballabio A, Beaudet AL, Mitchell GA, eds. The Online Metabolic and Molecular Bases of Inherited Disease. McGraw-Hill; 2019. Accessed September 6, 2024. Available at https://ommbid.mhmedical.com/content.aspx?sectionid=225540906&bookid=2709 4. Erwin AL, Desnick RJ. Congenital erythropoietic porphyria: Recent advances. Mol Genet Metab. 2019;128(3):288-297. doi:10.1016/j.ymgme.2018.12.008 | Washed cells are incubated with aminolevulinic acid as substrate and the series I and III porphyrin isomers formed are measured. The proportion of series III isomers formed in relation to total porphyrins (I + III isomers) represents theuroporphyrinogen III synthaseactivity. The values are reported as Relative Units.(Unpublished Mayo method) | 3 to 9 days | 14 days | This test was developed and its performance characteristics determined by Mayo Clinic in a manner consistent with CLIA requirements. It has not been cleared or approved by the US Food and Drug Administration. | 82657 | Uroporphyrinogen III Synthase, RBC | 11066-8 | 80288 | Uroporphyrinogen III Synthase, RBC | 11066-8
FUROC | UroVysion for Detection of Bladder Cancer, Urine | Monitoring for tumor recurrence in patients with a history of urothelial carcinoma involving the bladder or upper urinary tract Assessing patients with hematuria for urothelial carcinoma | Fluorescence In Situ Hybridization (FISH) using DNA Probes | Yes | UroVysion (R) for Bladder Cancer | Varies | Specimen Type:Urine Sources:Voided urine, catheterized urine, bladder washings, stoma collections, ureteral brushings or washings, renal pelvic brushings or washings Supplies:FISH for Urothelial Carcinoma Urine Collection Kit (T509) Container/Tube: Preferred:FISH for Urothelial Carcinoma in Urocyte Urine Collection Kit Acceptable:70% ethanol, PreservCyt, CytoLyt, ThinPrep UroCyte (UroCyte PreservCyt Solution) Specimen Volume:30 mL Collection Instructions: 1. Follow instructions included with Urocyte Urine Collection Kit. 2. If kit is not used, submit a random urine specimen with an equal volume of 70% ethanol, PreservCyt, or CytoLyt. | See Specimen Required | Cystoscopy and urine cytology have been the primary methods for detecting urothelial carcinoma (UC). Unfortunately, urine cytology has relatively poor sensitivity for the detection of recurrent UC. This is problematic because patients who have undetected recurrent tumors may have tumor progression that places them at increased risk of developing metastatic UC. The UroVysion assay is a fluorescence in situ hybridization (FISH) assay for the detection of recurrent UC. The UroVysion probe set contains probes to the centromeres of chromosomes 3, 7, and 17, and a locus-specific probe to the 9p21 band (site of theP16tumor suppressor gene). The UroVysion assay detects cells with chromosomal abnormalities consistent with a diagnosis of UC. Studies have shown that the assay has higher sensitivity than urine cytology but similar specificity for the detection of recurrent UC. The UroVysion assay also demonstrates higher specificity than the BTA-stat assay for recurrent UC. | An interpretive report will be provided. | Lower Tract Samples: Abnormal: any specimen satisfying 1 of the following criteria: -Four or more cells with gains of 2 or more chromosomes -Ten or more cells with a gain of a single chromosome or 10 or more cells with tetrasomic signal patterns (ie, 4 copies for each of the 4 probes) -Homozygous deletion of the 9p21 locus in 20% or more of the cells analyzed For cases that are abnormal, the percentage of abnormal cells and type of chromosomal abnormality (ie, polysomy, trisomy, tetrasomy, or homozygous9p21 deletion) are indicated in the test report. Negative: -Fewer than 4 cells with gains of 2 or more chromosomes -Fewer than 10 cells with gain of a single chromosome or tetrasomy -Less than 20% of cells with homozygous 9p21 deletion Upper Tract Samples: Abnormal: any upper tract specimen satisfying 1 of the following criteria: -Four or more hypertetrasomy cells with at least 5 copies of 2 or more chromosomes -Ten or more cells with a gain of a single chromosome or 10% or more cells with tetrasomic or near-tetrasomic signal patterns (ie, 4 copies for each of the 4 probes) -Homozygous deletion of the 9p21 locus in 20% or more of the cells analyzed Negative: -Fewer than 4 cells with hypertetrasomy with at least 5 copies of 2 or more chromosomes -Fewer than 10% of cells with tetrasomy -Less than 20% of cells with homozygous 9p21 deletion | Significant cell populations with chromosomal gains or homozygous 9p21 deletion indicate that the patient has a genitourinary malignancy, which is most frequently bladder cancer or, much less likely, a metastatic involvement of the genitourinary tract. However, the patient may have another genitourinary malignancy (eg, renal pelvic or ureteral transitional cell carcinoma, prostatic carcinoma with urethral invasion, renal cell carcinoma, or metastatic cancer involving the genitourinary tract). This assay is intended for detecting tumors and does not provide information on tumor stage. Biopsy may help clarify the diagnosis and tumor stage. | 1. Halling KC, Kipp BR. Bladder cancer detection using FISH (UroVysion assay). Adv Anat Pathol. 2008:15(5):279-286. doi:10.1097/PAP.0b013e3181832320 2. Gayed BA, Seideman C, Lotan Y. Cost-effectiveness of fluorescence in situ hybridization in patients with atypical cytology for the detection of urothelial carcinoma. J Urol. 2013;190(4):1181-1186. doi:10.1016/j.juro.2013.03.117 | Urinary cells are harvested, fixed, and placed on a slide. The UroVysion probe set, which contains fluorescently labeled DNA probes specific to the centromeres of chromosomes 3, 7, 17, and to the 9p21 locus is hybridized to the cells on the slide. The slide is washed and counterstained with 4',6-diamidino-2'-phenylindole dihydrochloride (DAPI) stain. Fluorescence microscopy with unique band filters is then used to scan the slide for atypical cells (eg, cells with nuclear enlargement or irregularity). These cells are assessed for gains of chromosomes (3, 7, 17) or homozygous 9p21 deletion. If the number of cells with chromosomal gains (polysomy or trisomy) or homozygous 9p21 deletion observed on scanning is sufficient to consider the test result positive, the percentage of transitional cells with polysomy, trisomy, or homozygous 9p21 deletion is determined.(Halling KC, King W, Sokolova IA, et al. A comparison of cytology and fluorescence in situ hybridization for the detection of urothelial carcinoma. J Urol. 2000;164:1768-1775; Sokolova IA, Halling KC, Jenkins RB, et al: The development of a multitarget, multicolor fluorescence in situ hybridization assay for the detection of urothelial carcinoma in urine. J Mol Diagn. 2000;2(3):116-123. doi:10.1016/S1525-1578(10)60625-3) | 7 to 10 days | Processed samples: Normal: 1 year; Abnormal: Indefinitely | This test has been modified from the manufacturer's instructions. Its performance characteristics were determined by Mayo Clinic in a manner consistent with CLIA requirements. This test has not been cleared or approved by the US Food and Drug Administration. | 88120 | UroVysion (R) for Bladder Cancer | 82251-0 | 54680 | Released By | 18771-6
USPF | USP6 (17p13), Aneurysmal Bone Cyst and Nodular Fasciitis, FISH, Tissue | Supporting the diagnosis of aneurysmal bone cyst or nodular fasciitis | Fluorescence In Situ Hybridization (FISH) | Yes | USP6 (17p13), FISH, Ts | This test does not include a pathology consultation. If a pathology consultation is requested, PATHC / Pathology Consultation should be ordered, and the appropriate fluorescence in situ hybridization (FISH) test will be performed at an additional charge. | Submit only 1 of the following specimens: Specimen Type:Tissue Preferred:Tissue block Container/Tube:Formalin-fixed, paraffin-embedded tumor tissue block Collection Instructions:Blocks prepared with alternative fixation methods may be acceptable; provide fixation method used Acceptable:Slides Specimen Volume:Four consecutive, unstained, 5 micron-thick sections placed on positively charged slides and 1 hematoxylin and eosin-stained slide | Two consecutive, unstained, 5-micron-thick sections placed on positively charged slides, and 1 hematoxylin and eosin-stained slide. | Aneurysmal bone cyst (ABC) is a multicystic and expansile bone tumor of uncertain line of differentiation.USP6rearrangements are detectable in approximately 70% of primary ABC and not in other conditions that may simulate ABC histologically, including giant cell tumor of bone, osteosarcoma, osteoblastoma, brown tumor, cherubism, and vascular neoplasms. Nodular fasciitis (NF) is a self-limited mesenchymal lesion of myofibroblastic differentiation. NFâ€™s rapid growth, rich cellularity, and brisk mitotic activity may lead to a misdiagnosis of sarcoma. USP6rearrangements are detectable in 90% of NF but not in other conditions that may simulate NF, including dermatofibroma, cellular fibrous histiocytoma, fibromatosis, and a large variety of sarcomas. | An interpretive report will be provided. | A neoplastic clone is detected when the percent of cells with an abnormality exceeds the normal reference range for theUSP6FISH probe (positive result). A positive result is consistent with rearrangement of theUSP6gene locus on 17p13 and supports the diagnosis of aneurysmal bone cyst (ABC) or nodular fasciitis(NF). A negative result is consistent with no rearrangement of theUSP6gene locus on 17p13. However, this result does not exclude the diagnosis of ABC or NF. Rearrangement varies in individual tumors and among different cells in the same tumor. | This test is not approved by the FDA and it is best used as an adjunct to existing clinical and pathologic information. Fixatives other than formalin (eg Prefer, Bouin) may not be successful for FISH assays, however nonformalin-fixed samples will not be rejected. Paraffin-embedded tissues that have been decalcified are generally unsuccessful for FISH analysis. The pathologist reviewing the hematoxylin and eosin-stained slide may find it necessary to cancel testing. | 1. Oliveira AM, Hsi B, Weremowicz S, et al:USP6(Tre2) fusion oncogenes in aneurysmal bone cyst. Cancer Res 2004 Mar 15;64(6):1920-1923 2. Oliveira AM, Perez-Atayde AR, Inwards CY, et al:USP6andCDH11oncogenes identify the neoplastic cell in primary aneurysmal bone cysts and are absent in so-called secondary aneurysmal bone cysts. Am J Pathol 2004 Nov;165(5):1773-1780 3. Fletcher CDM, Unni KK, Mertens F: World Health Organization Classification of Tumours. Pathology and Genetics of Tumours of Soft Tissue and Bone. IARC Press, Lyon, France, 2005, pp 48-49 4. Erickson-Johnson MR, Chou MM, Evers BR, et al: Fusion of Non-Muscle MyosinMYH9toUSP6Oncogene in Nodular Fasciitis, USCAP Abstract #39, 2011 | The test is performed using a laboratory-developedUSP6dual-color break-apart strategy probe (BAP). Formalin-fixed, paraffin-embedded tissues are cut at 5 microns and mounted on positively charged glass slides. The selection of tissue and the identification of target areas on the hematoxylin and eosin-stained slide is performed by a pathologist. Using thehematoxylin and eosin slideas a reference, target areas are etched with a diamond-tipped etcher on the back of the unstained slide to be assayed. The probe set is hybridized to the appropriate target areas and 2 technologists each analyze 50 interphase nuclei (100 total) with the results expressed as the percent of abnormal nuclei.(Unpublished Mayo method) | 7 to 10 days | Slides and H&E used for analysis are retained by the laboratory in accordance to CAP and NYS requirements. Client provided paraffin blocks and extra unstained slides (if provided) will be returned after testing is complete. | This test was developed and its performance characteristics determined by Mayo Clinic in a manner consistent with CLIA requirements. It has not been cleared or approved by the US Food and Drug Administration. | 88271x2, 88291-DNA probe, each (first probe set), Interpretation and report88271x2-DNA probe, each; each additional probe set (if appropriate)88271x1-DNA probe, each; coverage for sets containing 3 probes (if appropriate)88271x2-DNA probe, each; coverage for sets containing 4 probes (if appropriate)88271x3-DNA probe, each; coverage for sets containing 5 probes (if appropriate)88274 w/modifier 52-Interphase in situ hybridization, <25 cells, each probe set (if appropriate)88274-Interphase in situ hybridization, 25 to 99 cells, each probe set (if appropriate) | USP6 (17p13), FISH, Ts | 101635-1 | 53395 | Disclaimer | 62364-5
USTEK | Ustekinumab Quantitation with Antibodies, Serum | Evaluation of loss of response to therapy Quantification of ustekinumab in human serum Trough level quantitation for evaluation of patients treated with ustekinumab Detection of antibodies to ustekinumab in human serum | Enzyme-Linked Immunosorbent Assay (ELISA) | Yes | Ustekinumab QN with Antibodies, S | For more information seeUlcerative Colitis and Crohn Disease Therapeutic Drug Monitoring Algorithm. | Supplies:Sarstedt Aliquot Tube, 5 mL (T914) Collection Container/Tube: Preferred:Serum gel Acceptable:Red top Submission Container/Tube:Plastic vial Specimen Volume:0.5 mL Collection Instructions: 1. Draw bloodimmediately before the next dose of drug administration (trough level). 2.Centrifuge and aliquot serum into a plastic vial. | 0.35 mL | Ustekinumab (UTK) is a fully human IgG1 kappa monoclonal antibody (1) that binds with high affinity to the p40 subunit of human interleukin (IL)12 and IL23 and has been approved for the treatment of patients with moderate to severe Crohn disease (CD), moderate to severe ulcerative colitis (UC), psoriatic arthritis, and plaque psoriasis. The drug prevents IL12 and IL23 bioactivity by binding and neutralizing the shared p40 subunit, preventing interaction with the cell surface receptor protein IL12Rbeta1. Through this mechanism of action, UTK effectively neutralizes IL12 and IL23, proteins that are thought to be associated with gastrointestinal inflammation in CD and UC. In the setting of the inflammatory bowel diseases (IBD), CD and UC, the treatment regimen is started with a single weight-based loading dose of the t-mab administered intravenously (IV), and a maintenance regimen with standard (non-weight based) subcutaneous administration of ustekinumab 8 weeks after induction dose, and every 8 weeks thereafter.There is very little data supporting proactive therapeutic drug monitoring for ustekinumab. This test is most useful in the evaluation of loss of response to therapy.A gradual decrease in efficacy over time following an initial response to biologics is common. In many cases, antibodies generated to the biologic are responsible for treatment failure, as they bind to the drug creating an immunocomplex and clear the drug faster from circulation. For IBD, measurements in nonresponders are indicated atpost-induction (week 8) and concentrations of ustekinumab associated with favorable outcomes are greater than 3.5 mcg/mL. In addition, for measurements during maintenance stages of therapy, ustekinumab concentrations greater than or equal to 1 mcg/mL are associated with clinical response and clinical remission. At maintenance stages, ustekinumab concentrations greater than or equal to 4.5 mcg/mL are associated with mucosal healing. In clinical trials, 6% to 12.4% of patients using ustekinumab for psoriasis or psoriatic arthritis developed antibodies-to-ustekinumab (ATU) over time. For IBD, between 2.9% and 4.6% of patients developed ATU when treated with ustekinumab for 1 year.(1) Therefore, it is important to monitor trough concentrations of serum UTK to correlate drug levels with loss of response to therapy. ATU may increase drug clearance in treated patients or neutralize the drug effect, thereby potentially contributing to the loss of response. ATU could also cause adverse events, such as serum sickness and hypersensitivity reactions. Currently, ustekinumab quantitation is performed in conjunction with immunogenicity assessment for ATU. | USTEKINUMAB QN, S: Limit of quantitation is 0.3 mcg/mL In inflammatory bowel disease, at post-induction measurement (week 8), concentrations above 3.5 mcg/mL are associated with good outcomes. For maintenance stages: Concentrations > or =1.0 mcg/mL are associated with clinical response and clinical remission Concentrations > or =4.5 mcg/mL are associated with mucosal healing USTEKINUMAB AB, S: Limit of quantitation is 10 AU/mL Absent: <10 AU/mL Present: > or =10 AU/mL | Antibodies to ustekinumab (ATU) absent ATU present Ustekinumab quantification <1.0 mcg/mL For nonresponders:Insufficient ustekinumab is present.In the absence of ATU, consider optimizing therapy by increasing the dose or shortening the administration intervals, or by adding an immunomodulator to the therapeutic regimen. For nonresponders:Insufficient ustekinumab is present. Antibodies-to-ustekinumab detected can contribute to faster clearance of ustekinumab and treatment failure. Clinical evaluation is recommended. Ustekinumab quantification > or =1.0 mcg/mL For nonresponders:If the sample was collected at trough ie, immediately before the next infusion, the results could suggest a mechanistic failure of ustekinumab. The provider may consider switching therapeutic regimen outside of the drug class. For nonresponders:If the sample was collected at trough ie, immediately before the next infusion, the results could suggest a mechanistic failure of ustekinumab. The provider may consider switching therapeutic regimen outside of the drug class. | This assay measures free ustekinumab (UTK) and free antibodies to ustekinumab (ATU). This assay does not measure UTK bound to ATU (immunocomplexes). Presence of UTK at concentrations greater than 1 mcg/mL may impair detection of ATU, as the ATU assay is not drug tolerant. Elevated rheumatoid factor (RF) may falsely increase results of ATU. During validation studies, negative ATU samples remained negative and positive ATU samples remained positive; however, the quantitative result differed by more than 20% when compared to the non-RF spiked original samples. If patients are positive for RF, clinical correlation is recommended for ATU test interpretation. | 1. Stelara (ustekinumab). Package insert: Prescribing information. Janssen Pharmaceuticals; revised 03/2020 2. Papamichael K, Cheifetz AS, Melmed GY, et al. Appropriate therapeutic drug monitoring of biologic agents for patients with inflammatory bowel diseases. Clin Gastroenterol Hepatol. 2019;17(9):1655-1668.e3 | Ustekinumab (UTK) quantitation and anti-ustekinumab antibody measurements are performed using enzyme-linked immunosorbent assay. Microwell strips are pre-coated with UTK or anti-UTK antibody . Calibrators, controls, and patient samples are added to separate wells, allowing either UTK or antibodies to ustekinumab (ATUs) to bind to immobilized antigen. Unbound sample is washed away, and a second horseradish peroxidase-labeled anti-UTK or UTK (conjugate) is added to each well. A second incubation step allows the conjugate to bind to the UTK or ATU that has become attached to the microwells. After washing away the excess of unbound conjugate, the remaining enzyme activity is determined by adding a substrate and measuring the intensity of the color that develops in a spectrophotometer. The signal obtained is proportional to the amount of UTK or ATUs in the patient sample.(Unpublished Mayo method) | 2 to 5 days | 14 days | This test was developed and its performance characteristics determined by Mayo Clinic in a manner consistent with CLIA requirements. It has not been cleared or approved by the US Food and Drug Administration. | 8029983520 | Ustekinumab QN with Antibodies, S | In Process | USTAB | Ustekinumab Ab, S | 87409-9
USNU | Ustilago nuda, Mold Grain Rust, IgE, Serum | Establishing the diagnosis of an allergy toUstilago nuda, Mold Grain Rust, IgE Defining the allergen responsible for eliciting signs and symptoms Identifying allergens: -Responsible for allergic response and/or anaphylactic episode -To confirm sensitization prior to beginning immunotherapy -To investigate the specificity of allergic reactions to insect venom allergens, drugs, or chemical allergens Testing for IgE antibodies isnot usefulin patients previously treated with immunotherapy to determine if residual clinical sensitivity exists, or in patients in whom the medical management does not depend upon identification of allergen specificity. | Fluorescence Enzyme Immunoassay (FEIA) | Yes | Ustilago Nuda, Mold Grain Rust, IgE | Serum | Collection Container/Tube: Preferred:Serum gel Acceptable:Red top Submission Container/Tube:Plastic vial Specimen Volume:0.5 mL for every 5 allergens requested Collection Instructions:Centrifuge and aliquot serum into a plastic vial. | For 1 allergen: 0.3 mL More than 1 allergen: (0.05 mL x number of allergens) + 0.25 mL dead space | Clinical manifestations of immediate hypersensitivity (allergic) diseases are caused by the release of proinflammatory mediators (histamine, leukotrienes, and prostaglandins) from IgE-sensitized effector cells (mast cells and basophils) when cell-bound IgE antibodies interact with an allergen. In vitro serum testing for IgE antibodies provides an indication of the immune response to allergens that may be associated with allergic disease. The allergens chosen for testing often depend upon the age of the patient, history of allergen exposure, season of the year, and clinical manifestations. In individuals predisposed to develop allergic disease, the sequence of sensitization and clinical manifestations proceed as follows: eczema and respiratory disease (rhinitis and bronchospasm) in infants and children less than 5 years due to food sensitivity (milk, egg, soy, and wheat proteins) followed by respiratory disease (rhinitis and asthma) in older children and adults due to sensitivity to inhalant allergens (dust mite, mold, and pollen inhalants). | Class,IgE kU/L,Interpretation, 0,<0.10,Negative, 0/1,0.10-0.34,Borderline/equivocal, 1,0.35-0.69,Equivocal, 2,0.70-3.49,Positive, 3,3.50-17.4,Positive, 4,17.5-49.9,Strongly positive, 5,50.0-99.9,Strongly positive, 6,> or =100,Strongly positive, | Detection of IgE antibodies in serum (class 1 or greater) indicates an increased likelihood of allergic disease as opposed to other etiologies and defines the allergens that may be responsible for eliciting signs and symptoms. The level of IgE antibodies in serum varies directly with the concentration of IgE antibodies expressed as a class score or kU/L. | Testing for IgE antibodies is not useful in patients previously treated with immunotherapy to determine if residual clinical sensitivity exists or in patients in whom the medical management does not depend upon identification of allergen specificity. Some individuals with clinically insignificant sensitivity to allergens may have measurable levels of IgE antibodies in serum, and test results must be interpreted in the clinical context. False-positive results for IgE antibodies may occur in patients with markedly elevated serum IgE (>2500 kU/L) due to nonspecific binding to allergen solid phases. | Homburger HA, Hamilton RG: Allergic diseases. In: McPherson RA, Pincus MR, eds. Henry's Clinical Diagnosis and Management by Laboratory Methods. 23rd ed. Elsevier; 2017:1057-1070 | Specific IgE from the patient's serum reacts with the allergen of interest, which is covalently coupled to an ImmunoCAP. After washing away nonspecific IgE, enzyme-labeled anti-IgE antibody is added to form a complex. After incubation, unbound anti-IgE is washed away, and the bound complex incubated with a developing agent. After stopping the reaction, the fluorescence of the eluate is measured. Fluorescence is proportional to the amount of specific IgE present in the patient's sample (ie, the higher the fluorescence value, the more IgE antibody is present).(Package insert: ImmunoCAP System Specific IgE FEIA. Phadia; Rev 06/2020) | Same day/1 to 3 days | 14 days | This test was developed and its performance characteristics determined by Mayo Clinic in a manner consistent with CLIA requirements. It has not been cleared or approved by the US Food and Drug Administration. | 86003 | Ustilago Nuda, Mold Grain Rust, IgE | 46721-7 | USNU | Ustilago Nuda, Mold Grain Rust, IgE | 46721-7
FNSVG | Vaginitis (VG), NuSwab | Used to detect the presence of Candida albicans and Candida glabrata DNA in vaginal samples as an aid to the diagnosis of vulvovaginal candidiasis in symptomatic women. Also used in the diagnosis of Trichomonas vaginalis infections. | Nucleic acid amplification (NAA) | Yes | NuSwab Vaginitis (VG) | Swab | Collection Container/Tube:APTIMA Multitest, vaginal, or unisex swab Specimen Volume:One swab Collection Instructions:Collect vaginal fluid sample using the Gen-Probe Aptima swab by contacting the swab to the lower third of the vaginal wall and rotating the swab for 10 to 30 seconds to absorb fluid. Immediately place the swab into the transport tube and carefully break the swab shaft against the side of the tube. Tightly screw on the cap. Submit one vaginal swab in APTIMA Multitest, vaginal, or unisex swab. Ship refrigerate. | One swab | This test is intended to be used as an aid to the diagnosis of bacterial vaginosis (BV) in women with a clinical presentation consistent with this disorder. The BV test utilizes semiquantitative PCR analysis of the three most predictive marker organisms (Atopobium vaginae, BVAB-2, and Megasphaera-1) to generate a total score that correlates directly with the presence or absence of BV. In this test system, samples with a score of 0 to 1 are considered negative for BV, samples with a score of 3 to 6 are positive for BV, and samples with a score of 2 are indeterminate for BV. | Candida albicans, NAA: Negative Candida glabrata, NAA: Negative Trich vag by NAA: Negative |  |  |  |  | 5 to 8 days |  | This test was developed and its performance characteristics determined by LabCorp. It has not been cleared or approved by the Food and Drug Administration. The FDA has determined that such clearance or approval is not necessary. | 8780187798 x 387661 | NuSwab Vaginitis (VG) | Not Provided | Z4740 | Trich vag by NAA | 62461-9
VALPG | Valproic Acid, Free and Total, Serum | Monitoring both total and free valproic acid levels in therapy Assessing compliance Evaluating potential toxicity | VALPA: Immunoassay VALPF: Ultrafiltration Followed by Immunoassay | Yes | Valproic Acid, Free and Total, S | Serum | Collection Container/Tube: Preferred:Serum gel Acceptable:Red top Submission Container/Tube:Plastic vial Specimen Volume:2 mL Collection Instructions: 1. Serum gel tubes should be centrifuged within 2 hours of collection. 2. Red-top tubes should be centrifuged, and the serum aliquoted into a plastic vial within 2 hours of collection. | 1 mL | Valproic acid (valproate, Depakote, or Depakene) is an effective medication for absence seizures, generalized tonic-clonic seizures, and partial seizures, when administered alone or in conjunction with other antiepileptic agents. The valproic acid that circulates in blood is 85% to 90% protein-bound under normal circumstances. In uremia or during concomitant therapy with other drugs that are highly protein-bound (such as phenytoin), valproic acid is displaced from protein, resulting in a higher free fraction of the drug circulating in blood. Since neurologic activity and toxicity of valproic acid are directly related to the unbound fraction of drug, adjustment of dosage based on knowledge of the free valproic acid concentration may be useful in the following: concomitant use of highly protein-bound drugs (usually >80% bound), hypoalbuminemia, pregnancy,kidney or liver failure, and in older adults. In these situations, the total valproic acid concentration in the blood may underestimate the disproportionately higher free valproic acid fraction. | VALPROIC ACID, TOTAL Therapeutic: 50 (trough)-125 (peak) mcg/mL Critical value: > or =151 mcg/mL VALPROIC ACID, FREE Therapeutic: 5-25 mcg/mL Critical value: >30 mcg/mL | The generally acceptable range for total valproic acid used as a reference to guide therapy is 50 to 125 mcg/mL. The corresponding range of free valproic acid concentration for clinical reference is 5 to 25 mcg/mL. Low free valproic acid concentration relative to these ranges may suggest inadequate dosing,whereasa high free valproic acid concentration may be associated with toxic effects. Because the concentration of valproic acid fluctuates considerably depending on the time from last dose, interpretation of the clinical significance of the valproic acid concentration must take into consideration the timing of the blood specimen. For this reason, 2 collections are sometimes made to assess the trough and peak concentrations. | Specimens subjected to significant heat or other factors that could cause protein denaturation would demonstrate an artificially increased free valproic acid. | 1. Cloyd JC, Fischer JH, Kriel RL, Kraus DM: Valproic acid pharmacokinetics in children: Effects of age and antiepileptic drugs on protein binding and intrinsic clearance. Clin Pharmacol Ther. 1993;53:22-29 2. Wagner ML, Graves NM, Leppik IE, et al: The effect of felbamate on valproic acid disposition. Clin Pharmacol Ther. 1994;56:494-502 3. Dasgupta A, Volk A: Displacement of valproic acid and carbamazepine from protein binding in normal and uremic sera by tolmetin, ibuprofen, and naproxen: presence of inhibitor in uremic serum that blocks valproic acid-naproxen interactions. Ther Drug Monit. 1996;18:284-287 4. Moyer TP: Therapeutic drug monitoring. In: Burtis CA, Ashwood ER, eds. Tietz Textbook of Clinical Chemistry. 4th ed. WB Saunders Company; 2005:1237-1285 5. Patsalos PN, Spencer EP, Berry DJ: Therapeutic drug monitoring of antiepileptic drugs in epilepsy: A 2018 update. Ther Drug Monit. 2018 Oct;40(5):526-548. doi: 10.1097/FTD.0000000000000546 | The assay is based on a homogeneous enzyme immunoassay technique used for the quantitative analysis of valproic acid (free and protein-bound) in human serum or plasma. The assay is based on competition between drug in the sample and drug labeled with the enzyme glucose-6-phosphate dehydrogenase (G6PD) for antibody binding sites. Enzyme activity decreases upon binding to the antibody, so the drug concentration in the sample can be measured in terms of enzyme activity. Active enzyme converts oxidized nicotinamide adenine dinucleotide (NAD+) to NADH, resulting in an absorbance change that is measured spectrophotometrically. Endogenous serum G6PD does not interfere because the coenzyme functions only with the bacterial (Leuconostoc mesenteroides) enzyme employed in the assay.(Package insert: Valproic Acid reagent. Roche Diagnostics; 04/2018) | Same day/1 day | 1 week | This test has been modified from the manufacturer's instructions. Its performance characteristics were determined by Mayo Clinic in a manner consistent with CLIA requirements. This test has not been cleared or approved by the US Food and Drug Administration. | VALPA-80164VALPF-80165 | Valproic Acid, Free and Total, S | 57775-9 | VALPF | Valproic Acid, Free, S | 4087-3
VALPF | Valproic Acid, Free, Serum | Monitoring free valproic acid in therapy Assessing compliance Evaluating potential toxicity | Ultrafiltration Followed by Immunoassay | Yes | Valproic Acid, Free, S | Serum | Collection Container/Tube: Preferred:Serum gel Acceptable:Red top Submission Container/Tube:Plastic vial Specimen Volume:2 mL Collection Instructions: 1. Serum gel tubes should be centrifuged within 2 hours of collection. 2. Red-top tubes should be centrifuged, and the serum aliquoted into a plastic vial within 2 hours of collection. | 1 mL | Valproate (valproate, Depakote, or Depakene) is an effective medication for absence seizures, generalized tonic-clonic seizures, and partial seizures, when administered alone or in conjunction with other antiepileptic agents. The valproic acid that circulates in blood is 85% to 90% protein-bound under normal circumstances. In uremia or during concomitant therapy with other drugs that are highly protein-bound (such as phenytoin), valproic acid is displaced from protein, resulting in a higher free fraction of the drug circulating in blood. Since neurologic activity and toxicity of valproic acid are directly related to the unbound fraction of drug, adjustment of dosage based on knowledge of the free valproic acid concentration may be useful in the following: concomitant use of highly protein-bound drugs (usually >80% bound), hypoalbuminemia, pregnancy,kidney or liver failure, and in older adults. In these situations, the total valproic acid concentration in the blood may underestimate the disproportionately higher free valproic acid fraction. | Therapeutic: 5-25 mcg/mL Critical value: >30 mcg/mL | The generally acceptable range for total valproic acid used as a reference to guide therapy is 50 to 125 mcg/mL. The corresponding range of free valproic acid concentration for clinical reference is 5 to 25 mcg/mL. Low free valproic acid concentration relative to these ranges may suggest inadequate dosing,whereasa high free valproic acid concentration may be associated with toxic effects. Because the concentration of valproic acid fluctuates considerably depending on the time from last dose, interpretation of the clinical significance of the valproic acid concentration must take into consideration the timing of the blood specimen.For this reason, 2collections are sometimes made to assess the trough and peak concentrations. | Specimens subjected to significant heat or other factors that could cause protein denaturation would demonstrate an artificially increased free valproic acid. | 1. Cloyd JC, Fischer JH, Kriel RL, Kraus DM: Valproic acid pharmacokinetics in children: Effects of age and antiepileptic drugs on protein binding and intrinsic clearance. Clin Pharmacol Ther. 1993;53:22-29 2. Wagner ML, Graves NM, Leppik IE, et al: The effect of felbamate on valproic acid disposition. Clin Pharmacol Ther. 1994;56:494-502 3. Dasgupta A, Volk A: Displacement of valproic acid and carbamazepine from protein binding in normal and uremic sera by tolmetin, ibuprofen, and naproxen: presence of inhibitor in uremic serum that blocks valproic acid-naproxen interactions. Ther Drug Monit. 1996;18:284-287 4.Patsalos PN, Spencer EP, Berry DJ: Therapeutic drug monitoring of antiepileptic drugs in epilepsy: A 2018 update. Ther Drug Monit. 2018 Oct;40(5):526-548. doi: 10.1097/FTD.0000000000000546 | The assay is based on a homogeneous enzyme immunoassay technique used for the quantitative analysis of valproic acid (free and protein-bound) in human serum or plasma. The assay is based on competition between drug in the sample and drug labeled with the enzyme glucose-6-phosphate dehydrogenase (G6PD) for antibody binding sites. Enzyme activity decreases upon binding to the antibody, so the drug concentration in the sample can be measured in terms of enzyme activity. Active enzyme converts oxidized nicotinamide adenine dinucleotide (NAD+) to NADH, resulting in an absorbance change that is measured spectrophotometrically. Endogenous serum G6PD does not interfere because the coenzyme functions only with the bacterial (Leuconostoc mesenteroides) enzyme employed in the assay.(Package insert: Valproic acid reagent. Roche Diagnostics; 04/2018) | Same day/1 day | 1 week | This test has been modified from the manufacturer's instructions. Its performance characteristics were determined by Mayo Clinic in a manner consistent with CLIA requirements. This test has not been cleared or approved by the US Food and Drug Administration. | 80165 | Valproic Acid, Free, S | 4087-3 | VALPF | Valproic Acid, Free, S | 4087-3
VALPA | Valproic Acid, Total, Serum | Monitoring total valproic acid in therapy Assessing compliance Evaluating potential toxicity | Immunoassay | Yes | Valproic Acid, Tot, S | Serum | Collection Container/Tube: Preferred:Serum gel Acceptable:Red top Submission Container/Tube:Plastic vial Specimen Volume:0.5 mL Collection Instructions: 1. Serum gel tubes should be centrifuged within 2 hours of collection. 2. Red-top tubes should be centrifuged and serum aliquoted into a plastic vial within 2 hours of collection. | 0.25 mL | Valproic acid (valproate, Depakote, or Depakene) is an effective medication for absence seizures, generalized tonic-clonic seizures, and partial seizures, when administered alone or in conjunction with other antiepileptic agents. Valproic acid is initially dosed at 15 mg/kg/day, with dosage increases over time to a maximum of 60 mg/kg/day. The volume of distribution of valproic acid is 0.2 L/kg, and its half-life is 10 to 14 hours in adults but is shorter in children. It is approximately 90% protein bound. Hepatic failure and a Reyes-like syndrome associated with administration of valproic acid at therapeutic levels have been reported. Careful monitoring of liver function during the first 6 months of therapy is required. Major side effects such as central nervous system depression, thrombocytopenia, and hepatic dysfunction are likely to be experienced if the peak level is regularly above 125 mcg/mL. Analysis of free valproic acid levels may be useful in delineating the cause of toxicity when the total concentration is not excessive. Valproic acid exhibits substantial effects on the pharmacology of phenytoin, whereas phenytoin exhibits only a limited effect on valproic acid. This is due to the relative abundance of the 2 drugs in the body. Valproic acid is present at a 2- to 3-fold mass excess and a 5- to 7-fold molar excess. | Therapeutic: 50 (trough)-125 (peak) mcg/mL Critical value: > or =151 mcg/mL | The generally acceptable range for total valproic acid used as a reference to guide therapy is 50 to 125 mcg/mL. Peak levels should not exceed 125 mcg/mL. Because the concentration of valproic acid fluctuates considerably depending on the time from last dose, interpretation of the clinical significance of the valproic acid concentration must take into consideration the timing of the blood specimen. For this reason, 2 collections are sometimes made to assess the trough and peak concentrations. | No significant cautionary statements | 1. Cotariu D, Zaidman JL: Valproic acid and the liver. Clin Chem. 1988 May;34(5):890-897 2. Langman LJ, Bechtel LK, Meier BM, Holstege C: Clinical toxicology. In: Rifai N, Horvath AR, Wittwer CT, eds. Tietz Textbook of Clinical Chemistry and Molecular Diagnostics. 6th ed. Elsevier; 2018:832-887 3. Milone MC, Shaw LM: Therapeutic Drug Monitoring. In: Rifai N, Horvath AR, Wittwer CT, eds. Tietz Fundamentals of Clinical Chemistry and Molecular Diagnostics. 8th ed. Saunders; 2019:549 4. Patsalos PN, Zugman M, Lake C, James A, Ratnaraj N, Sander JW. Serum protein binding of 25 antiepileptic drugs in a routine clinical setting: a comparison of free non-protein-bound concentrations. Epilepsia. 2017 Jul;58(7):1234-1243. doi: 10.1111/epi.13802 | The assay is based on a homogeneous enzyme immunoassay technique used for the quantitative analysis of valproic acid (free and protein-bound) in human serum or plasma. The assay is based on competition between drug in the sample and drug labeled with the enzyme glucose-6-phosphate dehydrogenase (G6PD) for antibody binding sites. Enzyme activity decreases upon binding to the antibody, so the drug concentration in the sample can be measured in terms of enzyme activity. Active enzyme converts oxidized nicotinamide adenine dinucleotide (NAD[+]) to NADH, resulting in an absorbance change that is measured spectrophotometrically. Endogenous serum G6PD does not interfere because the coenzyme functions only with the bacterial (Leuconostocmesenteroides) enzyme employed in the assay.(Package insert: Valproic Acid reagent. Roche Diagnostics; 04/2018) | Same day/1 to 2 days | 1 week | This test has been cleared, approved, or is exempt by the US Food and Drug Administration and is used per manufacturer's instructions. Performance characteristics were verified by Mayo Clinic in a manner consistent with CLIA requirements. | 80164 | Valproic Acid, Tot, S | 4086-5 | VALPA | Valproic Acid, Tot, S | 4086-5
VANPA | Vancomycin, Peak, Serum | Monitoring peak levels in selected patients receiving vancomycin therapy | Immunoassay | Yes | Vancomycin, Peak, S | Serum Red | Collection Container/Tube:Red top Submission Container/Tube:Plastic vial Specimen Volume:0.5 mL Collection Instructions: 1. Serum for a peak level should be drawn 1 hour after completion of dose. 2. Centrifuge and aliquot serum into a plastic vial within 2 hours of collection. | 0.25 mL | Vancomycin is an antibiotic used to treatinfections caused by gram-positive organisms that are resistant to beta-lactam antibiotics, such as methicillin-resistant staphylococci (MRSA),Streptococcus viridansgroup, penicillin/cephalosporin-resistantStreptococcuspneumoniae,and penicillin/ampicillin-resistantEnterococcusspecies. The oralformulation, which is not absorbed, is used in the treatment of pseudomembranous colitis caused byClostridium difficile.Vancomycin is also used when patients are intolerant orallergic to beta-lactam antibiotics. Vancomycin has been associated with nephrotoxicity and ototoxicity, although it appears that many of these reports reflected impurities in early formulations. Monitoring of vancomycin-related nephrotoxicity is recommended only for patients with reduced renal function, those receiving aggressive or prolonged vancomycin regimens, or those at high risk including patients comedicated with other nephrotoxic agents. Trough concentrations are recommended for therapeutic monitoring of vancomycin, preferably acquired at steady-state (just before fourth dose). To avoid development of resistance, vancomycin trough levels should remain above 10.0 mcg/mL. Complicated infections require higher target levels, typically 15.0 to 20.0 mcg/mL. Peak concentrations do not correlate well to efficacy or nephrotoxicity, but may be useful for pharmacokinetic analyses (eg, area under the curve: AUC studies) or for select patients. | Therapeutic: 20.0-45.0 mcg/mL | Typical peak levels are between 20.0 and 45.0 mcg/mL. Peak levels are not recommended for monitoring, except in select circumstances such as when performing pharmacokinetic analyses (eg,area under the curve:AUC determination). These levels are consistent with Mayo Clinic Antimicrobial Therapy Guidelines. | As with any assay employing mouse antibodies, the possibility exists for interference by human antimouse antibodies (HAMA) in the sample, which could cause falsely lowered results. Unspecific binding of heterophilic antibodies from the sample to glucose-6-phosphate dehydrogenase of the reagent may lead to falsely lower test results in very rare cases (<10[-6]). | 1. Rybak M, Lomaestro B, Rotschafer JC, et al: Therapeutic drug monitoring of vancomycin in adult patients: A consensus review of the American Society of Health-System Pharmacists, the Infectious Diseases Society of America, and the Society of Infectious Diseases Pharmacists. Am J Health Syst Pharm. 2009;66:82-98 2. Estes L, Wilson J: Mayo Clinic Antimicrobial Therapy Quick Guide. Mayo Clinic. 2005. Updated July 29, 2020 | The assay is based on the kinetic interaction of microparticles in solution (KIMS). Vancomycin antibody is covalently coupled to microparticles and the derivative is linked to a macromolecule. The kinetic interaction of microparticles in solutions is induced by binding of drug-conjugate to the antibody on the microparticles and is inhibited by the presence of vancomycin in the sample. A competitive reaction takes place between the drug conjugate and vancomycin in the sample. A competitive reaction takes place between the drug conjugate and vancomycin in the serum sample for binding to the vancomycin antibody on the microparticles. The resulting kinetic interaction of microparticles is indirectly proportional to the amount of drug present in the sample.(Package insert: Roche Vancomycin reagent, Roche Diagnostic Corp, Indianapolis, IN.2016-09 Ver. 1) | Same day/1 to 2 days | 1 week | This test has been cleared, approved, or is exempt by the US Food and Drug Administration and is used per manufacturer's instructions. Performance characteristics were verified by Mayo Clinic in a manner consistent with CLIA requirements. | 80202 | Vancomycin, Peak, S | 4090-7 | VANPA | Vancomycin, Peak, S | 4090-7
VANRA | Vancomycin, Random, Serum | Monitoring adequacy of drug concentration during vancomycin therapy whenever a specimen is submitted or collected without collection timing information | Immunoassay | Yes | Vancomycin, Random, S | Serum Red | Collection Container/Tube:Red top Submission Container/Tube:Plastic vial Specimen Volume:0.5 mL Collection Instructions:Centrifuge and aliquot serum within 2 hours of collection. | 0.25 mL | Vancomycin is an antibiotic used to treat infections caused by gram-positive organisms that are resistant to beta-lactam antibiotics, such as methicillin-resistant staphylococci (MRSA),Streptococcus viridansgroup, penicillin/cephalosporin-resistantStreptococcus pneumoniae, and penicillin/ampicillin-resistantEnterococcusspecies. The oral formulation, which is not absorbed, is used in the treatment of pseudomembranous colitis caused byClostridium difficile. Vancomycin is also used when patients are intolerant or allergic to beta-lactam antibiotics. Vancomycin has been associated with nephrotoxicity and ototoxicity, although it appears that many of these reports reflected impurities in early formulations. Monitoring of vancomycin-related nephrotoxicity is recommended only for patients with reduced renal function, those receiving aggressive or prolonged vancomycin regimens, or those at high risk including patients comedicated with other nephrotoxic agents. Trough concentrations are recommended for therapeutic monitoring of vancomycin, preferably acquired at steady state (just before fourth dose). To avoid development of resistance, vancomycin trough levels should remain above 10.0 mcg/mL. Complicated infections require higher target levels, typically 15.0 to 20.0 mcg/mL. Peak concentrations do not correlate well to efficacy or nephrotoxicity, but may be useful for pharmacokinetic studies or for select patients. Random levels may be ordered when attempting to determine when to dose vancomycin in patients with renal impairment or those undergoing dialysis. | VANCOMYCIN, TROUGH Therapeutic: 10.0-20.0 mcg/mL VANCOMYCIN, PEAK Therapeutic: 20.0-45.0 mcg/mL | Trough levels correlate better with efficacy than peak levels, with target trough levels of 10.0 and 20.0 mcg/mL, depending on the type of infection. Peak levels are not recommended for monitoring, except in select circumstances such as when performing pharmacokinetic analyses (eg, area under the curve: AUC determinations). Typical peak levels are between 20.0 and 45.0 mcg/mL. These levels are consistent with Mayo Clinic Antimicrobial Therapy Guidelines. | As with any assay employing mouse antibodies, the possibility exists for interference by human antimouse antibodies (HAMA) in the sample, which could cause falsely lowered results. Unspecific binding of heterophilic antibodies from the sample to glucose-6-phosphate dehydrogenase of the reagent may lead to falsely lower test results in very rare cases (<10[-6]). | 1. Rybak M, Lomaestro B, Rotschafer JC, et al: Therapeutic drug monitoring of vancomycin in adult patients: A consensus review of the American Society of Health-System Pharmacists, the Infectious Diseases Society of America, and the Society of Infectious Diseases Pharmacists. Am J Health Syst Pharm. 2009;66:82-98 2. Estes L, Wilson J: Mayo Clinic Antimicrobial Therapy Quick Guide. Mayo Clinic. 2005. Updated July 29, 2020 | The assay is based on the kinetic interaction of microparticles in solution (KIMS). Vancomycin antibody is covalently coupled to microparticles and the derivative is linked to a macromolecule. The kinetic interaction of microparticles in solutions is induced by binding of drug-conjugate to the antibody on the microparticles and is inhibited by the presence of vancomycin in the sample. A competitive reaction takes place between the drug conjugate and vancomycin in the sample. A competitive reaction takes place between the drug conjugate and vancomycin in the serum sample for binding to the vancomycin antibody on the microparticles. The resulting kinetic interaction of microparticles is indirectly proportional to the amount of drug present in the sample.(Package insert: Roche Vancomycin reagent, Roche Diagnostic Corp, Indianapolis, IN.2016-09 Ver. 1) | Same day/1 to 2 days |  | This test has been cleared, approved, or is exempt by the US Food and Drug Administration and is used per manufacturer's instructions. Performance characteristics were verified by Mayo Clinic in a manner consistent with CLIA requirements. | 80202 | Vancomycin, Random, S | 20578-1 | VANRA | Vancomycin, Random, S | 20578-1
VANTA | Vancomycin, Trough, Serum | Preferred test for monitoring vancomycin therapy Monitoring trough concentrations drawn at steady-state in selected patients receiving vancomycin therapy | Immunoassay | Yes | Vancomycin, Trough, S | Serum Red | Collection Container/Tube:Red top Submission Container/Tube:Plastic vial Specimen Volume:0.5 mL Collection Instructions: 1. Draw specimen immediately prior to the next dose (within 30 minutes). 2. Centrifuge and aliquot serum into a plastic vial within 2 hours of collection. | 0.25 mL | Vancomycin is an antibiotic used to treat infections caused by gram-positive organisms that are resistant to beta-lactam antibiotics, such as methicillin-resistant staphylococci (MRSA),Streptococcusviridansgroup, penicillin/cephalosporin-resistantStreptococcuspneumoniae, and penicillin/ampicillin-resistantEnterococcusspecies. The oral formulation, which is not absorbed, is used in the treatment of pseudomembranous colitis caused byClostridium difficile. Vancomycin is also used when patients are intolerant or allergic to beta-lactam antibiotics. Vancomycin has been associated with nephrotoxicity and ototoxicity, although it appears that many of these reports reflected impurities in early formulations. Monitoring of vancomycin-related nephrotoxicity is recommended only for patients with reduced renal function, those receiving aggressive or prolonged vancomycin regimens, or those at high-risk including patients comedicated with other nephrotoxic agents. Trough concentrations are recommended for therapeutic monitoring of vancomycin, preferably acquired at steady-state (just before fourth dose). To avoid development of resistance, vancomycin trough levels should remain above 10.0 mcg/mL. Complicated infections require higher target levels, typically 15.0 to 20.0 mcg/mL. Peak concentrations do not correlate well to efficacy or nephrotoxicity, but may be useful for pharmacokinetic analyses (eg, area under the curve: AUC studies) or for select patients. | Therapeutic: 10.0-20.0 mcg/mL | Trough levels correlate better with efficacy than peak levels, with target trough levels of 10.0 to 20.0 mcg/mL, depending on the type of infection. These levels are consistent with Mayo Clinic Antimicrobial Therapy Guidelines. | As with any assay employing mouse antibodies, the possibility exists for interference by human antimouse antibodies (HAMA) in the sample, which could cause falsely lowered results. Unspecific binding of heterophilic antibodies from the sample to glucose-6-phosphate dehydrogenase of the reagent may lead to falsely lower test results in very rare cases (<10[-6]). | 1. Rybak M, Lomaestro B, Rotschafer JC, et al: Therapeutic drug monitoring of vancomycin in adult patients: A consensus review of the American Society of Health-System Pharmacists, the Infectious Diseases Society of America, and the Society of Infectious Diseases Pharmacists. Am J Health Syst Pharm. 2009;66:82-98 2. Estes L, Wilson J: Mayo Clinic Antimicrobial Therapy Quick Guide. Mayo Clinic. 2005. Updated July 29, 2020 | The assay is based on the kinetic interaction of microparticles in solution (KIMS). Vancomycin antibody is covalently coupled to microparticles and the derivative is linked to a macromolecule. The KIMS is induced by binding of drug-conjugate to the antibody on the microparticles and is inhibited by the presence of vancomycin in the sample. A competitive reaction takes place between the drug conjugate and vancomycin in the serum sample for binding to the vancomycin antibody on the microparticles. The resulting kinetic interaction of microparticles is indirectly proportional to the amount of drug present in the sample.(Package insert: Roche Vancomycin reagent, Roche Diagnostic Corp, Indianapolis, IN, 2016-09 Ver. 1) | Same day/1 to 2 days | 1 week | This test has been cleared, approved, or is exempt by the US Food and Drug Administration and is used per manufacturer's instructions. Performance characteristics were verified by Mayo Clinic in a manner consistent with CLIA requirements. | 80202 | Vancomycin, Trough, S | 4092-3 | VANTA | Vancomycin, Trough, S | 4092-3
VRERP | Vancomycin-Resistant Enterococcus, Molecular Detection, PCR, Varies | Identifying carriers of vancomycin-resistant enterococci | Real-Time Polymerase Chain Reaction (PCR) | Yes | VRE PCR | Varies | The high sensitivity of amplification by polymerase chain reaction requires the specimen to be processed in an environment in which contamination of the specimen by vancomycin-resistantEnterococcusDNA is unlikely. Submit only 1 of the following specimens: Preferred: Specimen Type:Perianal, perirectal, rectal, anal Supplies:Culturette (BBL Culture Swab) (T092) Container/Tube:Culture transport swab(Dacron or rayon swab with aluminum or plastic shaftwith eitherStuart or Amies liquid medium) Specimen Volume:Swab Specimen Stability Information:Refrigerated (preferred)/Frozen Acceptable: Specimen Type:Preservedfeces Supplies:Culture and Sensitivity Stool Transport Vial (T058) Container/Tube:Commercially available transport system specific for recovery of enteric pathogens from fecal specimens (15 mL of non-nutritive transport medium containing phenol red as a pH indicator, either Cary-Blair, Para-Pak C and S vial) Specimen Volume:Representative portion of feces Collection Instructions: 1.Collect fresh feces and submit 1 gram or 5 mL in container with transport medium. 2. Place feces in preservative within 2 hours of collection. Specimen Stability Information:Ambient (preferred)/ Refrigerated Specimen Type:Unpreserved feces Supplies: -Stool Container, Small (Random), 4 oz Random (T288) -Stool Collection Kit, Random (T635) Container/Tube:Fecal container Specimen Volume:Representative portion of feces Collection Instructions:Collect fresh fecal specimen and submit representative sample in fecal container. Specimen Stability Information:Refrigerated (preferred)/Frozen | See Specimen Required | Vancomycin-resistant enterococci (VRE) are major nosocomial disease-causing bacteria. Patients who are particularly vulnerable to fatal disease from VRE include those with hematologic malignancies and liver transplants. Nosocomial spread of VRE occurs as the result of fecal carriage. Risks for both colonization and infection include prolonged hospitalization, intensive care unit stay, transplantation, hematologic malignancies, and prolonged exposure to antibiotics. The Centers for Disease Control and Prevention provides recommendations to prevent the spread of VRE in institutional settings. These recommendations include isolation of patients experiencing active VRE infection, screening of patients by perianal swab or fecal testing to identify carriers of VRE, and subsequent isolation or cohorting of VRE carriers. Identification and isolation of VRE carriers has been shown to be cost-effective. InEnterococcus faecalisorE faecium, vancomycin resistance is usually associated with the presence ofvanAorvanB. The presence of these genes is detected by a molecular method in this assay. | Negative | Positive test results indicate the presence of eithervanAorvanB, which confer vancomycin resistance inEnterococcus faecalisandEnterococcus faecium(and occasionally other organisms). Patients with a positive test result should be placed in isolation or t with other vancomycin-resistant enterococci (VRE) carriers according to the institution's infection control practices. A negative result indicates the absence of detectablevanA or vanBDNA but does not rule-outcarrier statusand may occur due to inhibition of polymerase chain reaction (PCR), sequence variability underlying primers or probes, or the presence ofVREDNAin quantities less than the limit of detection of the assay. In the rare event that PCR testing appears to be negative but there is evidence of PCR inhibition, the result will read "PCR inhibition present." In such cases, a new specimen should be submitted for repeat testing. | A positive result does not imply the presence of vancomycin-resistant enterococci (VRE) disease; the presence ofvanAorvanBcorrelates with colonization by VRE. Colonization with VRE is not associated with any signs or symptoms. vanAor vanBmay occasionally be found in organisms other than enterococci. | 1. Procop GW, Church DL, Hall GS, et al. Gram-positive cocci, Part II: Streptococci, Enterococci, and the “Streptococcus-like" bacteria. In: Koneman's Color Atlas and Textbook of Diagnostic Microbiology. 7th ed. Wolters Kluwer Lippincott Williams and Wilkins; 2017:801-804 2. Mayo Medical Laboratories Communique: Vancomycin-resistant enterococci: Colonization, infection, detection, and treatment. Vol 32, No. 11, November 2007 3. Zirakzadeh A, Patel R: Epidemiology and mechanisms of glycopeptide resistance in enterococci. Curr Opin Infect Dis. 2005 Dec;18(6):507-512. doi: 10.1097/01.qco.0000186849.54040.2a 4. Zirakzadeh A, Patel R: Vancomycin-resistant enterococci: colonization, infection detection and treatment. Mayo Clinic Proc. 2006 Apr;81(4):529-536. doi: 10.4065/81.4.529 5. Patel R: Enterococcal-type glycopeptide resistance genes in non-enterococcal organisms. FEMS Microbiol Lett. 2000 Apr 1;185(1):1-7. doi: 10.1111/j.1574-6968.2000.tb09032.x | Bacterial DNA is extracted from the specimen. Using the LightCycler instrument and fluorescent energy transfer probes,vanAandvanBgenes responsible for vancomycin resistance in enterococci are detected directly from perianal swabs or fecal specimens.(Sloan LM, Uhl JR, Vetter EA, et al: Comparison of the Roche LightCyclervanA/vanBdetection assay and culture for detection of vancomycin-resistant enterococci from perianal swabs. J Clin Microbiol 2004 Jun;42(6):2636-2643. doi: 10.1128/JCM.42.6.2636-2643.2004; Hefazi M, Damlaj M, Alkhateeb HB, et al: Vancomycin-resistant Enterococcus colonization and bloodstream infection: prevalence, risk factors, and the impact on early outcomes after allogeneic hematopoietic cell transplantation in patients with acute myeloid leukemia.Transplant Infect Dis. 2016 Dec;18(6):913-920. doi: 10.1111/tid.12612) | 1 to 4 days | Swab transport media: 3 days; C and S vial: 7 days | This test was developed using an analyte specific reagent. Its performance characteristics were determined by Mayo Clinic in a manner consistent with CLIA requirements. This test has not been cleared or approved by the US Food and Drug Administration. | 87500 | VRE PCR | 62261-3 | 84406 | VRE PCR | 62261-3
FVANG | Vanilla IgG |  | Enzyme Immunoassay (FEIA) | No | Vanilla IgG | Serum | Collection Container/Tube: Preferred: Red Top Acceptable: Serum gel Submission Container/tube: Plastic vial Specimen Volume: 0.5 mL Collection Instructions: 1. Draw blood in a plain red-top tube(s), serum gel tube(s) is acceptable. 2. Centrifuge and aliquot 0.5 mL of serum into a plastic vial. 3. Send refrigerate. | See Specimen Required |  | Reference ranges have not been established for food-specific IgG tests. | The clinical utility of food-specific IgG tests has not been established. These tests can be used in special clinical situations to select foods for evaluation by diet elimination and challenge in patients who have food-related complaints. It should be recognized that the presence of food-specific IgG alone cannot be taken as evidence of food allergy and only indicates immunologic sensitization by the food allergen in question. This test should only be ordered by physicians who recognize the limitations of the test. |  |  |  | 5 to 7 days |  | This test was developed and its performance characteristics determined by Eurofins Viracor. It has not been cleared or approved by the U.S. Food and Drug Administration. | 86001 | Vanilla IgG | 60412-4 | FVANG | Vanilla IgG | 60412-4